## INERT GAS
SLNO | ItemCode | ItemName | Brand | Model | UOM | Qty | UnitPriceAED | UnitPrice | Margin | Amount | Unitweight | Optional | COO | DeliveryStatus | CRMProductId | CRMProduct
1 |  | INERT GAS SUPPRESSION SYSTEM |  |  |  | 0 | 0 | 0 | 0 | 0 | 0 | FALSE |  |  | 0 | NULL
1.1 |  | COMPUTER CENTER - MECHANICAL COMPONENTS (MAIN) |  |  |  | 0 | 0 | 0 | 0 | 0 | 0 | FALSE |  |  | 0 | NULL
1.1.1 | 10340512160 | CONTAINER ASSEMBLY 140 LTR (IG100) KIT FILLED WITH MIN 99.9% NITROGEN - 300BAR, MODEL: NFIG100-300-140 FOR NAFFCOINERT UL CLEAN AGENT FIRE SUPPRESSION SYSTEM | NAFFCO | NF-IG100-140-300 | NOS | 5 | 3830 | 1044 | 0 | 5220 | 0 | FALSE |  |  | 0 | NULL
1.1.2 | 10341512065 | PRESSURE GAUGE, M10 X 1 MALE THREADED WITH SWITCH FOR IG100 INERT GAS SYSTEM WITH 0-6100 PSI, SWITCH POINT 3743 PSI, P.N.# 029720215 FOR NAFFCOINERT UL CLEAN AGENT FIRE SUPPRESSION SYSTEM | NAFFCO | 029720215 | NOS | 5 | 340 | 93 | 0 | 465 | 0 | FALSE |  |  | 0 | NULL
1.1.3 | 10341512236 | CONSTANT DISCHARGE PRESSURE REGULATOR WITH 12MM ORIFICE SIZE, MAXIMUM INLET PRESSURE 360 BAR, INLET W 21.8 X 1/14" DIN 477 & OUTLET W 21.8 X 1/14" DIN 477, P/N.# B08400003-NF FOR UL LISTED FIRE SUPPRESSION SYSTEM (REF.# 10341512235) | NAFFCO | B08400003-NF | NOS | 5 | 600 | 164 | 0 | 820 | 0 | FALSE |  |  | 0 | NULL
1.1.4 | 10341512133 | ELECTRO MAGNETIC DEVICE WITH DIODE, INLET THREADED TO M42 X 1.5, 24V DC, 0.5 A, IP 65 RATED, P/N.# B04425146 FOR UL LISTED FIRE SUPPRESSION SYSTEM (REFER ITEM.# 10341512136) | NAFFCO | B04425148 | NOS | 2 | 790 | 216 | 0 | 432 | 0 | FALSE |  |  | 0 | NULL
1.1.5 | 10349012810 | RESET TOOL FOR ELECTRO MAGNETIC DEVICE FOR INERT GAS SYSTEM, P/N.# 029210064 (OLD P/N.# 023000064) - NAFFCO | NAFFCO | 029210064 (023000064) | NOS | 1 | 110 | 30 | 0 | 30 | 0 | FALSE |  |  | 0 | NULL
1.1.6 | 10341512120 | MANUAL / PNEUMATIC RELEASE DEVICE, WP 300 BAR, INLET THREADED TO M42 X 1.5, PNEUMATIC LINE CONNECTION G 1/8", P/N.# B04420065-NF FOR UL LISTED FIRE SUPPRESSION SYSTEM | NAFFCO | B04420065 | NOS | 2 | 120 | 33 | 0 | 66 | 0 | FALSE |  |  | 0 | NULL
1.1.7 | 10341512122 | PNEUMATIC RELEASE DEVICE, WP 300 BAR, INLET THREADED TO M42 X 1.5, PNEUMATIC LINE CONNECTION G 1/8", P/N.# B04420066NF FOR UL LISTED FIRE SUPPRESSION SYSTEM | NAFFCO | B04420066 | NOS | 3 | 80 | 22 | 0 | 66 | 0 | FALSE |  |  | 0 | NULL
1.1.8 | 10343512025 | DISCHARGE HOSE, DN16, WP 350 BAR, B/P 1400 BAR, 400MM LENGTH, INLET FEMALE THREAD TO W 21.8 X 1/14" TO DIN 477 & OUTLET FEMALE THREAD TO G 3/4", P/N.# B06920225-NF FOR NAFFCOINERT UL CLEAN AGENT FIRE SUPPRESSION SYSTEM | NAFFCO | B06920225-NF | NOS | 5 | 180 | 50 | 0 | 250 | 0 | FALSE |  |  | 0 | NULL
1.1.9 | 10343012208 | MANIFOLD CHECK VALVE, BRASS, MAX W/P 100 BAR, TP 150 BAR, HOSE CONNECTION THREAD G3/4", MANIFOLD CONNECTION THREAD R1" DN12, P/N.# B04600008-NF FOR UL LISTED FIRE SUPPRESSION SYSTEM | NAFFCO | B04600008 | NOS | 5 | 130 | 36 | 0 | 180 | 0 | FALSE |  |  | 0 | NULL
1.1.10 | 10343512032 | PILOT HOSE, SYNTHETIC RUBBER OIL RESISTANT W/STRAIGHT FITTINGS M12 X 1.5 FEMALE THREAD IN BOTH ENDS, 700MM LONG, W/P 400 BAR, B/P 1600 BAR, TEMP RANGE: -40 C. TO 100 C, P/N.# B06920212 FOR UL LISTED FIRE SUPPRESSION SYSTEM | NAFFCO | B06920212-NF | NOS | 2 | 70 | 20 | 0 | 40 | 0 | FALSE |  |  | 0 | NULL
1.1.11 | 10343512033 | PILOT HOSE, SYNTHETIC RUBBER OIL RESISTANT W/STRAIGHT FITTINGS M12 X 1.5 FEMALE THREAD IN BOTH ENDS, 500MM LONG, W/P 400 BAR, B/P 1600 BAR, TEMP RANGE: -40 C. TO 100 C, P/N.# B06920213 FOR UL LISTED FIRE SUPPRESSION SYSTEM | NAFFCO | B06920213-NF | NOS | 2 | 70 | 20 | 0 | 40 | 0 | FALSE |  |  | 0 | NULL
1.1.12 | 10349012606 | CONNECTING ADAPTOR, M12 X 1.5 MALE THREADED & G 1/8" MALE THREADED, P/N.# 029510006 FOR UL LISTED FIRE SUPPRESSION SYSTEM | NAFFCO | 029510006 | NOS | 8 | 20 | 6 | 0 | 48 | 0 | FALSE |  |  | 0 | NULL
1.1.13 | 10346012640 | BLEED VALVE, P/N.# 029730040-NF FOR UL LISTED FIRE SUPPRESSION SYSTEM | NAFFCO | 029730040 | NOS | 2 | 170 | 47 | 0 | 94 | 0 | FALSE |  |  | 0 | NULL
1.1.14 | 10344012325 | MANIFOLD FOR 5 CYLINDER NAFFCOINERT UL CLEAN AGENT FIRE SUPPRESSION SYSTEM, 360 DIA CYLINDER, P/N.# NFIG-360-SRM5 - NAFFCO | NAFFCO | NFIG-360-SRM5 | NOS | 1 | 1060 | 289 | 0 | 289 | 0 | FALSE |  |  | 0 | NULL
1.1.15 | 10344212255 | RACK ASSEMBLY FOR 5 CYLINDERS, SINGLE ROW, FLOOR MOUNTING TYPE, CYLINDER DIA: 267MM, CAPACITY: 67L, 80L & 140L, PRESSURE RATING: 200 / 300BAR, MODEL: NFIG-RA01-005F FOR NAFFCOINERT UL CLEAN AGENT FIRE SUPPRESSION SYSTEM - NAFFCO | NAFFCO | NFIG-RA01-005F | NOS | 1 | 500 | 137 | 0 | 137 | 0 | FALSE |  |  | 0 | NULL
1.1.16 | 10344253110 | SELECTOR VALVE 1" (25MM) W/NPT 1000 PSI SS316 C/W PNUEMATIC ACTUATOR RAT052-DA, LIMIT SWITCH IP67 RES-210N, SOLENOID 4V310-08B NAMUR-24VDC 50/60HZ FULL ASSEMBLY - NAFFCO | NAFFCO | NF-SVA25 | NOS | 1 | 680 | 186 | 0 | 186 | 0 | FALSE |  |  | 0 | NULL
1.1.17 | 10344253115 | SELECTOR VALVE 1-1/2" (40MM) W/NPT 1000 PSI SS316 C/W PNUEMATIC ACTUATOR AT063-DA, LIMIT SWITCH IP67 RES-210N, SOLENOID 4V310-08B NAMUR-24VDC 50/60HZ FULL ASSEMBLY - NAFFCO | NAFFCO | NF-SVA40 | NOS | 1 | 1110 | 303 | 0 | 303 | 0 | FALSE |  |  | 0 | NULL
1.1.18 | 1034201XXXX | DISCHARGE NOZZLE | NAFFCO | B046111XXX | NOS | 5 | 180 | 50 | 0 | 250 | 0 | FALSE |  |  | 0 | NULL
1.1.19 | 10341512137 | PRESSURE RELIEF DEVICE FOR MANIFOLD, P/N.# 029730037 FOR NAFFCOINERT UL CLEAN AGENT FIRE SUPPRESSION SYSTEM | NAFFCO | 029730037 | NOS | 1 | 1900 | 518 | 0 | 518 | 0 | FALSE |  |  | 0 | NULL
1.1.20 | 10341512022 | PRESSURE & FLOW DETECTOR SWITCH, P/N.# 028250050 FOR NAFFCOINERT UL CLEAN AGENT FIRE SUPPRESSION SYSTEM | NAFFCO | 028250050 | NOS | 2 | 690 | 189 | 0 | 378 | 0 | FALSE |  |  | 0 | NULL
1.1.21 |  | WARNING SIGN (3 NOS) | NAFFCO |  | SET | 1 | 300 | 82 | 0 | 82 | 0 | FALSE |  |  | 0 | NULL
1.2 |  | COMPUTER CENTER - ELECTRICAL COMPONENTS |  |  |  | 0 | 0 | 0 | 0 | 0 | 0 | FALSE |  |  | 0 | NULL
1.2.1 |  | Cheetah Xi Control System w/Lexan Including: Cheetah Xi Controller P/N 10-2542 Transformer 240VAC P/N 02-10882 Red Enclosure P/N 10-2541-R | FIKE | 10-068-R-2-L | SET | 1 | 12000 | 3270 | 0 | 3270 | 0 | FALSE |  |  | 0 | NULL
1.2.2 | 13009725250 | PCB ASSEMBLY RM4 RELAY MODULE FOR SHP PRO PANEL, PART # 10-2204 - FIKE | FIKE | 10-2204 | NOS | 1 | 750 | 205 | 0 | 205 | 0 | FALSE |  |  | 0 | NULL
1.2.3 | 13101825018 | SMOKE DETECTOR, PHOTOELECTRIC WITH BUILT IN ISOLATORS (ED-PI), MODEL: 63-1058 - FIKE | FIKE | 63-1058 | NOS | 12 | 306 | 84 | 0 | 1008 | 0 | FALSE |  |  | 0 | NULL
1.2.4 | 13109925110 | STANDARD DETECTOR BASE 4" WITH BUILT IN ISOLATORS (EBI), MODEL: 63-1061 - FIKE | FIKE | 63-1061 | NOS | 12 | 61 | 17 | 0 | 204 | 0 | FALSE |  |  | 0 | NULL
1.2.5 | 13122825510 | EXPLOSION PROOF HEAT DETECTOR 194F, PROBE TYPE, RATE ANTICIPATED, INTERIOR USE, THERMOTECH, PART.# 60-009 - FIKE | FIKE | 60-009 | NOS | 4 | 450 | 123 | 0 | 492 | 0 | FALSE |  |  | 0 | NULL
1.2.6 |  | REMOTE INDICATOR | FIKE | RA100Z | NOS | 8 | 88 | 24 | 0 | 192 | 0 | FALSE |  |  | 0 | NULL
1.2.7 | 13006438060 | FIRE ALARM BELL 6", MOTOR DRIVEN TYPE, RED COLOUR, 24V DC, 20-30MA CURRENT CONSUMPTION, UL LISTED, MODEL: FB1000C6, SHIELD | SHIELD | FB1000C6 | NOS | 1 | 56 | 16 | 0 | 16 | 0 | FALSE |  |  | 0 | NULL
1.2.8 | 13006738270 | OUTDOOR STROBE ONLY, FIXED 75 CANDELA, WALL MOUNT, SHIPPED WITH GOE ENCLOSURE, RED, UL LISTED, MODEL: SH-STOR - SHIELD | SHIELD | SH-STOR | NOS | 2 | 180 | 50 | 0 | 100 | 0 | FALSE |  |  | 0 | NULL
1.2.9 | 13007138210 | HORN/STROBE, INDOOR, SELECTABLE CANDELA STROBE, WALL MOUNT, RED, UL LISTED, MODEL : SH-HSIR - SHIELD | SHIELD | SH-HSIR | NOS | 1 | 150 | 41 | 0 | 41 | 0 | FALSE |  |  | 0 | NULL
1.2.10 |  | FIRE ALARM HORN (EXPLOSION PROOF) | E2S | DXS1-DC024-A-N-3-A1-R | NOS | 1 | 3250 | 886 | 0 | 886 | 0 | FALSE |  |  | 0 | NULL
1.2.11 |  | FIRE ALARM SOUNDER/ HORN (EXPLOSION PROOF) | E2S | BEXCS11005-DPR-DC024-A-N-3-A1-R-R | NOS | 1 | 7500 | 2044 | 0 | 2044 | 0 | FALSE |  |  | 0 | NULL
1.2.12 | 13006325141 | MAIN TO RESERVE TRANSFER SWITCH FOR SYSTEMS, MODEL.# 10-2967, UL/FM APPROVED - FIKE WITH BACKBOX | FIKE | 10-2967 | SET | 1 | 375 | 103 | 0 | 103 | 0 | FALSE |  |  | 0 | NULL
1.2.13 |  | ABORT SWITCH, MODEL.# 10-2965, UL/FM - FIKEWITH BACKBOX | FIKE | 10-2965 | NOS | 1 | 395 | 108 | 0 | 108 | 0 | FALSE |  |  | 0 | NULL
1.2.14 |  | ABORT SWITCHES COMPLETE WITH BACKBOX (EXPLOSION PROOF) | E2S | GNEXCP7BG/S/D/NA/B/3/A/1/R/N/E470R | NOS | 1 | 3950 | 1077 | 0 | 1077 | 0 | FALSE |  |  | 0 | NULL
1.2.15 | 13105025064 | ADDRESSABLE MANUAL PULL STATION WITH ISOLATOR, RED COLOR, P/N.# 20-1064 - FIKE WITH BACKBOX | FIKE | 20-1064 | NOS | 2 | 360 | 99 | 0 | 198 | 0 | FALSE |  |  | 0 | NULL
1.2.16 |  | KEYED INPUT SWITCH FOR AUTO/MANUAL OPERATION & ACTIVE/INHHIBIT MODE OPERATION - 10-2969, FIKE WITH BACKBOX | FIKE | 10-2969 | NOS | 2 | 1250 | 341 | 0 | 682 | 0 | FALSE |  |  | 0 | NULL
1.2.17 | 10341512541 | RELEASING CIRCUIT DISABLE SWITCH,24V DC, UL LISTED, MODEL: RCDS-1 (POTTER) WITH BACKBOX | POTTER | RCDS-1 | NOS | 1 | 225 | 62 | 0 | 62 | 0 | FALSE |  |  | 0 | NULL
1.2.18 | 13007320616 | UNIVERSAL STOPPER (EU ENCL PLATE), RED WITH FIRE LABEL, MODEL: STI-13610-FR - STI | STI | STI-13610-FR | NOS | 2 | 450 | 123 | 0 | 246 | 0 | FALSE |  |  | 0 | NULL
1.2.19 | 13108425153 | RELEASING CONTROL MODULE WITH ISOLATOR (EM-1RMI), MODEL.# 55-053 - FIKE WITH BACKBOX | FIKE | 55-053 | NOS | 4 | 1180 | 322 | 0 | 1288 | 0 | FALSE |  |  | 0 | NULL
1.2.20 | 13108625050 | ADDRESSABLE MINI MONITOR MODULE WITH BUILT IN ISOLATOR (EM-1MMI), MODEL: 55-050 - FIKE WITH BACKBOX | FIKE | 55-050 | NOS | 5 | 380 | 104 | 0 | 520 | 0 | FALSE |  |  | 0 | NULL
1.2.21 | 13108625046 | ADDRESSABLE SQUARE MONITOR MODULE 4" WITH ISOLATOR (EM-1SMI), MODEL: 55-046 - FIKE WITH BACKBOX | FIKE | 55-046 | NOS | 20 | 375 | 103 | 0 | 2060 | 0 | FALSE |  |  | 0 | NULL
1.2.22 | 13108425015 | SUPERVISED CONTROL MODULE WITH BUILT IN ISOLATOR (EM-1SMI), MODEL: 55-047 - FIKE WITH BACKBOX | FIKE | 55-047 | NOS | 6 | 432 | 118 | 0 | 708 | 0 | FALSE |  |  | 0 | NULL
1.2.23 | 13109925229 | REMOTE POWER SUPPLY UNIT WITH ENCLOSURE AND PCB BOARD, 10A, P/N.# 10-2829-1-0-01-0-1-01 - FIKE | FIKE | 10-2829-1-0-01-0-1-01 | NOS | 1 | 2519 | 687 | 0 | 687 | 0 | FALSE |  |  | 0 | NULL
1.3 |  | COMPUTER CENTER - MECHANICAL COMPONENTS (RESERVE) |  |  |  | 0 | 0 | 0 | 0 | 0 | 0 | FALSE |  |  | 0 | NULL
1.3.1 | 10340512160 | CONTAINER ASSEMBLY 140 LTR (IG100) KIT FILLED WITH MIN 99.9% NITROGEN - 300BAR, MODEL: NFIG100-300-140 FOR NAFFCOINERT UL CLEAN AGENT FIRE SUPPRESSION SYSTEM | NAFFCO | NF-IG100-140-300 | NOS | 5 | 3830 | 1044 | 0 | 5220 | 0 | FALSE |  |  | 0 | NULL
1.3.2 | 10341512065 | PRESSURE GAUGE, M10 X 1 MALE THREADED WITH SWITCH FOR IG100 INERT GAS SYSTEM WITH 0-6100 PSI, SWITCH POINT 3743 PSI, P.N.# 029720215 FOR NAFFCOINERT UL CLEAN AGENT FIRE SUPPRESSION SYSTEM | NAFFCO | 029720215 | NOS | 5 | 340 | 93 | 0 | 465 | 0 | FALSE |  |  | 0 | NULL
1.3.3 | 10341512236 | CONSTANT DISCHARGE PRESSURE REGULATOR WITH 12MM ORIFICE SIZE, MAXIMUM INLET PRESSURE 360 BAR, INLET W 21.8 X 1/14" DIN 477 & OUTLET W 21.8 X 1/14" DIN 477, P/N.# B08400003-NF FOR UL LISTED FIRE SUPPRESSION SYSTEM (REF.# 10341512235) | NAFFCO | B08400003-NF | NOS | 5 | 600 | 164 | 0 | 820 | 0 | FALSE |  |  | 0 | NULL
1.3.4 | 10341512133 | ELECTRO MAGNETIC DEVICE WITH DIODE, INLET THREADED TO M42 X 1.5, 24V DC, 0.5 A, IP 65 RATED, P/N.# B04425146 FOR UL LISTED FIRE SUPPRESSION SYSTEM (REFER ITEM.# 10341512136) | NAFFCO | B04425148 | NOS | 2 | 790 | 216 | 0 | 432 | 0 | FALSE |  |  | 0 | NULL
1.3.5 | 10341512120 | MANUAL / PNEUMATIC RELEASE DEVICE, WP 300 BAR, INLET THREADED TO M42 X 1.5, PNEUMATIC LINE CONNECTION G 1/8", P/N.# B04420065-NF FOR UL LISTED FIRE SUPPRESSION SYSTEM | NAFFCO | B04420065 | NOS | 2 | 120 | 33 | 0 | 66 | 0 | FALSE |  |  | 0 | NULL
1.3.6 | 10341512122 | PNEUMATIC RELEASE DEVICE, WP 300 BAR, INLET THREADED TO M42 X 1.5, PNEUMATIC LINE CONNECTION G 1/8", P/N.# B04420066NF FOR UL LISTED FIRE SUPPRESSION SYSTEM | NAFFCO | B04420066 | NOS | 3 | 80 | 22 | 0 | 66 | 0 | FALSE |  |  | 0 | NULL
1.3.7 | 10343512025 | DISCHARGE HOSE, DN16, WP 350 BAR, B/P 1400 BAR, 400MM LENGTH, INLET FEMALE THREAD TO W 21.8 X 1/14" TO DIN 477 & OUTLET FEMALE THREAD TO G 3/4", P/N.# B06920225-NF FOR NAFFCOINERT UL CLEAN AGENT FIRE SUPPRESSION SYSTEM | NAFFCO | B06920225-NF | NOS | 5 | 180 | 50 | 0 | 250 | 0 | FALSE |  |  | 0 | NULL
1.3.8 | 10343012208 | MANIFOLD CHECK VALVE, BRASS, MAX W/P 100 BAR, TP 150 BAR, HOSE CONNECTION THREAD G3/4", MANIFOLD CONNECTION THREAD R1" DN12, P/N.# B04600008-NF FOR UL LISTED FIRE SUPPRESSION SYSTEM | NAFFCO | B04600008 | NOS | 5 | 130 | 36 | 0 | 180 | 0 | FALSE |  |  | 0 | NULL
1.3.9 | 10343512032 | PILOT HOSE, SYNTHETIC RUBBER OIL RESISTANT W/STRAIGHT FITTINGS M12 X 1.5 FEMALE THREAD IN BOTH ENDS, 700MM LONG, W/P 400 BAR, B/P 1600 BAR, TEMP RANGE: -40 C. TO 100 C, P/N.# B06920212 FOR UL LISTED FIRE SUPPRESSION SYSTEM | NAFFCO | B06920212-NF | NOS | 2 | 70 | 20 | 0 | 40 | 0 | FALSE |  |  | 0 | NULL
1.3.10 | 10343512033 | PILOT HOSE, SYNTHETIC RUBBER OIL RESISTANT W/STRAIGHT FITTINGS M12 X 1.5 FEMALE THREAD IN BOTH ENDS, 500MM LONG, W/P 400 BAR, B/P 1600 BAR, TEMP RANGE: -40 C. TO 100 C, P/N.# B06920213 FOR UL LISTED FIRE SUPPRESSION SYSTEM | NAFFCO | B06920213-NF | NOS | 2 | 70 | 20 | 0 | 40 | 0 | FALSE |  |  | 0 | NULL
1.3.11 | 10349012606 | CONNECTING ADAPTOR, M12 X 1.5 MALE THREADED & G 1/8" MALE THREADED, P/N.# 029510006 FOR UL LISTED FIRE SUPPRESSION SYSTEM | NAFFCO | 029510006 | NOS | 8 | 20 | 6 | 0 | 48 | 0 | FALSE |  |  | 0 | NULL
1.3.12 | 10346012640 | BLEED VALVE, P/N.# 029730040-NF FOR UL LISTED FIRE SUPPRESSION SYSTEM | NAFFCO | 029730040 | NOS | 1 | 170 | 47 | 0 | 47 | 0 | FALSE |  |  | 0 | NULL
1.3.13 | 10344012325 | MANIFOLD FOR 5 CYLINDER NAFFCOINERT UL CLEAN AGENT FIRE SUPPRESSION SYSTEM, 360 DIA CYLINDER, P/N.# NFIG-360-SRM5 - NAFFCO | NAFFCO | NFIG-360-SRM5 | NOS | 1 | 1060 | 289 | 0 | 289 | 0 | FALSE |  |  | 0 | NULL
1.3.14 | 10344212255 | RACK ASSEMBLY FOR 5 CYLINDERS, SINGLE ROW, FLOOR MOUNTING TYPE, CYLINDER DIA: 267MM, CAPACITY: 67L, 80L & 140L, PRESSURE RATING: 200 / 300BAR, MODEL: NFIG-RA01-005F FOR NAFFCOINERT UL CLEAN AGENT FIRE SUPPRESSION SYSTEM - NAFFCO | NAFFCO | NFIG-RA01-005F | NOS | 1 | 500 | 137 | 0 | 137 | 0 | FALSE |  |  | 0 | NULL
1.3.15 | 15466240162 | PRESSURE RELIEF DAMPER, SIZE: 620 X 620 X 120MM, MODEL: SHXUN500 - AFP | AFP | SHXUN500 - AFP | NOS | 2 | 3206 | 874 | 0 | 1748 | 0 | FALSE |  |  | 0 | NULL
1.3.16 | 15469040163 | WEATHER LOUVER, SIZE: 630 X 630MM, MODEL: DWL500 - AFP | AFP | DWL500 - AFP | NOS | 2 | 931 | 254 | 0 | 508 | 0 | FALSE |  |  | 0 | NULL
1.4 |  | SECURITY CENTER - MECHANICAL COMPONENTS (MAIN) |  |  |  | 0 | 0 | 0 | 0 | 0 | 0 | FALSE |  |  | 0 | NULL
1.4.1 | 10340512160 | CONTAINER ASSEMBLY 140 LTR (IG100) KIT FILLED WITH MIN 99.9% NITROGEN - 300BAR, MODEL: NFIG100-300-140 FOR NAFFCOINERT UL CLEAN AGENT FIRE SUPPRESSION SYSTEM | NAFFCO | NF-IG100-140-300 | NOS | 6 | 3830 | 1044 | 0 | 6264 | 0 | FALSE |  |  | 0 | NULL
1.4.2 | 10341512065 | PRESSURE GAUGE, M10 X 1 MALE THREADED WITH SWITCH FOR IG100 INERT GAS SYSTEM WITH 0-6100 PSI, SWITCH POINT 3743 PSI, P.N.# 029720215 FOR NAFFCOINERT UL CLEAN AGENT FIRE SUPPRESSION SYSTEM | NAFFCO | 029720215 | NOS | 6 | 340 | 93 | 0 | 558 | 0 | FALSE |  |  | 0 | NULL
1.4.3 | 10341512236 | CONSTANT DISCHARGE PRESSURE REGULATOR WITH 12MM ORIFICE SIZE, MAXIMUM INLET PRESSURE 360 BAR, INLET W 21.8 X 1/14" DIN 477 & OUTLET W 21.8 X 1/14" DIN 477, P/N.# B08400003-NF FOR UL LISTED FIRE SUPPRESSION SYSTEM (REF.# 10341512235) | NAFFCO | B08400003-NF | NOS | 6 | 600 | 164 | 0 | 984 | 0 | FALSE |  |  | 0 | NULL
1.4.4 | 10341512133 | ELECTRO MAGNETIC DEVICE WITH DIODE, INLET THREADED TO M42 X 1.5, 24V DC, 0.5 A, IP 65 RATED, P/N.# B04425146 FOR UL LISTED FIRE SUPPRESSION SYSTEM (REFER ITEM.# 10341512136) | NAFFCO | B04425148 | NOS | 2 | 790 | 216 | 0 | 432 | 0 | FALSE |  |  | 0 | NULL
1.4.5 | 10349012810 | RESET TOOL FOR ELECTRO MAGNETIC DEVICE FOR INERT GAS SYSTEM, P/N.# 029210064 (OLD P/N.# 023000064) - NAFFCO | NAFFCO | 029210064 (023000064) | NOS | 1 | 110 | 30 | 0 | 30 | 0 | FALSE |  |  | 0 | NULL
1.4.6 | 10341512120 | MANUAL / PNEUMATIC RELEASE DEVICE, WP 300 BAR, INLET THREADED TO M42 X 1.5, PNEUMATIC LINE CONNECTION G 1/8", P/N.# B04420065-NF FOR UL LISTED FIRE SUPPRESSION SYSTEM | NAFFCO | B04420065 | NOS | 2 | 120 | 33 | 0 | 66 | 0 | FALSE |  |  | 0 | NULL
1.4.7 | 10341512122 | PNEUMATIC RELEASE DEVICE, WP 300 BAR, INLET THREADED TO M42 X 1.5, PNEUMATIC LINE CONNECTION G 1/8", P/N.# B04420066NF FOR UL LISTED FIRE SUPPRESSION SYSTEM | NAFFCO | B04420066 | NOS | 4 | 80 | 22 | 0 | 88 | 0 | FALSE |  |  | 0 | NULL
1.4.8 | 10343512025 | DISCHARGE HOSE, DN16, WP 350 BAR, B/P 1400 BAR, 400MM LENGTH, INLET FEMALE THREAD TO W 21.8 X 1/14" TO DIN 477 & OUTLET FEMALE THREAD TO G 3/4", P/N.# B06920225-NF FOR NAFFCOINERT UL CLEAN AGENT FIRE SUPPRESSION SYSTEM | NAFFCO | B06920225-NF | NOS | 6 | 180 | 50 | 0 | 300 | 0 | FALSE |  |  | 0 | NULL
1.4.9 | 10343012208 | MANIFOLD CHECK VALVE, BRASS, MAX W/P 100 BAR, TP 150 BAR, HOSE CONNECTION THREAD G3/4", MANIFOLD CONNECTION THREAD R1" DN12, P/N.# B04600008-NF FOR UL LISTED FIRE SUPPRESSION SYSTEM | NAFFCO | B04600008 | NOS | 6 | 130 | 36 | 0 | 216 | 0 | FALSE |  |  | 0 | NULL
1.4.10 | 10343512032 | PILOT HOSE, SYNTHETIC RUBBER OIL RESISTANT W/STRAIGHT FITTINGS M12 X 1.5 FEMALE THREAD IN BOTH ENDS, 700MM LONG, W/P 400 BAR, B/P 1600 BAR, TEMP RANGE: -40 C. TO 100 C, P/N.# B06920212 FOR UL LISTED FIRE SUPPRESSION SYSTEM | NAFFCO | B06920212-NF | NOS | 2 | 70 | 20 | 0 | 40 | 0 | FALSE |  |  | 0 | NULL
1.4.11 | 10343512033 | PILOT HOSE, SYNTHETIC RUBBER OIL RESISTANT W/STRAIGHT FITTINGS M12 X 1.5 FEMALE THREAD IN BOTH ENDS, 500MM LONG, W/P 400 BAR, B/P 1600 BAR, TEMP RANGE: -40 C. TO 100 C, P/N.# B06920213 FOR UL LISTED FIRE SUPPRESSION SYSTEM | NAFFCO | B06920213-NF | NOS | 3 | 70 | 20 | 0 | 60 | 0 | FALSE |  |  | 0 | NULL
1.4.12 | 10349012606 | CONNECTING ADAPTOR, M12 X 1.5 MALE THREADED & G 1/8" MALE THREADED, P/N.# 029510006 FOR UL LISTED FIRE SUPPRESSION SYSTEM | NAFFCO | 029510006 | NOS | 10 | 20 | 6 | 0 | 60 | 0 | FALSE |  |  | 0 | NULL
1.4.13 | 10346012640 | BLEED VALVE, P/N.# 029730040-NF FOR UL LISTED FIRE SUPPRESSION SYSTEM | NAFFCO | 029730040 | NOS | 2 | 170 | 47 | 0 | 94 | 0 | FALSE |  |  | 0 | NULL
1.4.14 | 10344012323 | MANIFOLD FOR 3 CYLINDER NAFFCOINERT UL CLEAN AGENT FIRE SUPPRESSION SYSTEM, 360 DIA CYLINDER, P/N.# NFIG-360-SRM3 - NAFFCO | NAFFCO | NFIG-360-SRM3 | NOS | 2 | 880 | 240 | 0 | 480 | 0 | FALSE |  |  | 0 | NULL
1.4.15 | 10344212276 | RACK ASSEMBLY FOR 6 CYLINDERS, DOUBLE ROW, FLOOR MOUNTING TYPE, CYLINDER DIA: 267MM, CAPACITY: 67L, 80L & 140L, PRESSURE RATING: 200 / 300BAR, MODEL: NFIG-RA01-030F FOR NAFFCOINERT UL CLEAN AGENT FIRE SUPPRESSION SYSTEM - NAFFCO | NAFFCO | NFIG-RA01-030F | NOS | 1 | 560 | 153 | 0 | 153 | 0 | FALSE |  |  | 0 | NULL
1.4.16 | 10344253110 | SELECTOR VALVE 1" (25MM) W/NPT 1000 PSI SS316 C/W PNUEMATIC ACTUATOR RAT052-DA, LIMIT SWITCH IP67 RES-210N, SOLENOID 4V310-08B NAMUR-24VDC 50/60HZ FULL ASSEMBLY - NAFFCO | NAFFCO | NF-SVA25 | NOS | 2 | 680 | 186 | 0 | 372 | 0 | FALSE |  |  | 0 | NULL
1.4.17 | 10344253115 | SELECTOR VALVE 1-1/2" (40MM) W/NPT 1000 PSI SS316 C/W PNUEMATIC ACTUATOR AT063-DA, LIMIT SWITCH IP67 RES-210N, SOLENOID 4V310-08B NAMUR-24VDC 50/60HZ FULL ASSEMBLY - NAFFCO | NAFFCO | NF-SVA40 | NOS | 1 | 1110 | 303 | 0 | 303 | 0 | FALSE |  |  | 0 | NULL
1.4.18 | 1034201XXXX | DISCHARGE NOZZLE | NAFFCO | B046111XXX | NOS | 8 | 180 | 50 | 0 | 400 | 0 | FALSE |  |  | 0 | NULL
1.4.19 | 10341512137 | PRESSURE RELIEF DEVICE FOR MANIFOLD, P/N.# 029730037 FOR NAFFCOINERT UL CLEAN AGENT FIRE SUPPRESSION SYSTEM | NAFFCO | 029730037 | NOS | 1 | 1900 | 518 | 0 | 518 | 0 | FALSE |  |  | 0 | NULL
1.4.20 | 10341512022 | PRESSURE & FLOW DETECTOR SWITCH, P/N.# 028250050 FOR NAFFCOINERT UL CLEAN AGENT FIRE SUPPRESSION SYSTEM | NAFFCO | 028250050 | NOS | 3 | 690 | 189 | 0 | 567 | 0 | FALSE |  |  | 0 | NULL
1.4.21 |  | WARNING SIGN (3 NOS) | NAFFCO |  | SET | 3 | 300 | 82 | 0 | 246 | 0 | FALSE |  |  | 0 | NULL
1.5 |  | SECURITY CENTER - ELECTRICAL COMPONENTS |  |  |  | 0 | 0 | 0 | 0 | 0 | 0 | FALSE |  |  | 0 | NULL
1.5.1 |  | Cheetah Xi Control System w/Lexan Including: Cheetah Xi Controller P/N 10-2542 Transformer 240VAC P/N 02-10882 Red Enclosure P/N 10-2541-R | FIKE | 10-068-R-2-L | SET | 1 | 12000 | 3270 | 0 | 3270 | 0 | FALSE |  |  | 0 | NULL
1.5.2 | 13009725250 | PCB ASSEMBLY RM4 RELAY MODULE FOR SHP PRO PANEL, PART # 10-2204 - FIKE | FIKE | 10-2204 | NOS | 1 | 750 | 205 | 0 | 205 | 0 | FALSE |  |  | 0 | NULL
1.5.3 | 13101825018 | SMOKE DETECTOR, PHOTOELECTRIC WITH BUILT IN ISOLATORS (ED-PI), MODEL: 63-1058 - FIKE | FIKE | 63-1058 | NOS | 8 | 306 | 84 | 0 | 672 | 0 | FALSE |  |  | 0 | NULL
1.5.4 | 13109925110 | STANDARD DETECTOR BASE 4" WITH BUILT IN ISOLATORS (EBI), MODEL: 63-1061 - FIKE | FIKE | 63-1061 | NOS | 8 | 61 | 17 | 0 | 136 | 0 | FALSE |  |  | 0 | NULL
1.5.5 | 13122825510 | EXPLOSION PROOF HEAT DETECTOR 194F, PROBE TYPE, RATE ANTICIPATED, INTERIOR USE, THERMOTECH, PART.# 60-009 - FIKE | FIKE | 60-009 | NOS | 4 | 450 | 123 | 0 | 492 | 0 | FALSE |  |  | 0 | NULL
1.5.6 | 13006438060 | FIRE ALARM BELL 6", MOTOR DRIVEN TYPE, RED COLOUR, 24V DC, 20-30MA CURRENT CONSUMPTION, UL LISTED, MODEL: FB1000C6, SHIELD | SHIELD | FB1000C6 | NOS | 2 | 56 | 16 | 0 | 32 | 0 | FALSE |  |  | 0 | NULL
1.5.7 | 13006738270 | OUTDOOR STROBE ONLY, FIXED 75 CANDELA, WALL MOUNT, SHIPPED WITH GOE ENCLOSURE, RED, UL LISTED, MODEL: SH-STOR - SHIELD | SHIELD | SH-STOR | NOS | 3 | 180 | 50 | 0 | 150 | 0 | FALSE |  |  | 0 | NULL
1.5.8 | 13007138210 | HORN/STROBE, INDOOR, SELECTABLE CANDELA STROBE, WALL MOUNT, RED, UL LISTED, MODEL : SH-HSIR - SHIELD | SHIELD | SH-HSIR | NOS | 2 | 150 | 41 | 0 | 82 | 0 | FALSE |  |  | 0 | NULL
1.5.9 |  | FIRE ALARM HORN (EXPLOSION PROOF) | E2S | DXS1-DC024-A-N-3-A1-R | NOS | 1 | 3250 | 886 | 0 | 886 | 0 | FALSE |  |  | 0 | NULL
1.5.10 |  | FIRE ALARM SOUNDER/ HORN (EXPLOSION PROOF) | E2S | BEXCS11005-DPR-DC024-A-N-3-A1-R-R | NOS | 1 | 7500 | 2044 | 0 | 2044 | 0 | FALSE |  |  | 0 | NULL
1.5.11 | 13006325141 | MAIN TO RESERVE TRANSFER SWITCH FOR SYSTEMS, MODEL.# 10-2967, UL/FM APPROVED - FIKE WITH BACKBOX | FIKE | 10-2967 | SET | 1 | 375 | 103 | 0 | 103 | 0 | FALSE |  |  | 0 | NULL
1.5.12 |  | ABORT SWITCH, MODEL.# 10-2965, UL/FM - FIKEWITH BACKBOX | FIKE | 10-2965 | NOS | 2 | 395 | 108 | 0 | 216 | 0 | FALSE |  |  | 0 | NULL
1.5.13 |  | ABORT SWITCHES COMPLETE WITH BACKBOX (EXPLOSION PROOF) | E2S | GNEXCP7BG/S/D/NA/B/3/A/1/R/N/E470R | NOS | 1 | 3950 | 1077 | 0 | 1077 | 0 | FALSE |  |  | 0 | NULL
1.5.14 | 13105025064 | ADDRESSABLE MANUAL PULL STATION WITH ISOLATOR, RED COLOR, P/N.# 20-1064 - FIKE WITH BACKBOX | FIKE | 20-1064 | NOS | 3 | 360 | 99 | 0 | 297 | 0 | FALSE |  |  | 0 | NULL
1.5.15 |  | KEYED INPUT SWITCH FOR AUTO/MANUAL OPERATION & ACTIVE/INHHIBIT MODE OPERATION - 10-2969, FIKE WITH BACKBOX | FIKE | 10-2969 | NOS | 3 | 1250 | 341 | 0 | 1023 | 0 | FALSE |  |  | 0 | NULL
1.5.16 | 10341512541 | RELEASING CIRCUIT DISABLE SWITCH,24V DC, UL LISTED, MODEL: RCDS-1 (POTTER) WITH BACKBOX | POTTER | RCDS-1 | NOS | 1 | 225 | 62 | 0 | 62 | 0 | FALSE |  |  | 0 | NULL
1.5.17 | 13007320616 | UNIVERSAL STOPPER (EU ENCL PLATE), RED WITH FIRE LABEL, MODEL: STI-13610-FR - STI | STI | STI-13610-FR | NOS | 3 | 450 | 123 | 0 | 369 | 0 | FALSE |  |  | 0 | NULL
1.5.18 | 13108425153 | RELEASING CONTROL MODULE WITH ISOLATOR (EM-1RMI), MODEL.# 55-053 - FIKE WITH BACKBOX | FIKE | 55-053 | NOS | 5 | 1180 | 322 | 0 | 1610 | 0 | FALSE |  |  | 0 | NULL
1.5.19 | 13108625050 | ADDRESSABLE MINI MONITOR MODULE WITH BUILT IN ISOLATOR (EM-1MMI), MODEL: 55-050 - FIKE WITH BACKBOX | FIKE | 55-050 | NOS | 7 | 380 | 104 | 0 | 728 | 0 | FALSE |  |  | 0 | NULL
1.5.20 | 13108625046 | ADDRESSABLE SQUARE MONITOR MODULE 4" WITH ISOLATOR (EM-1SMI), MODEL: 55-046 - FIKE WITH BACKBOX | FIKE | 55-046 | NOS | 26 | 375 | 103 | 0 | 2678 | 0 | FALSE |  |  | 0 | NULL
1.5.21 | 13108425015 | SUPERVISED CONTROL MODULE WITH BUILT IN ISOLATOR (EM-1SMI), MODEL: 55-047 - FIKE WITH BACKBOX | FIKE | 55-047 | NOS | 9 | 432 | 118 | 0 | 1062 | 0 | FALSE |  |  | 0 | NULL
1.5.22 | 13109925229 | REMOTE POWER SUPPLY UNIT WITH ENCLOSURE AND PCB BOARD, 10A, P/N.# 10-2829-1-0-01-0-1-01 - FIKE | FIKE | 10-2829-1-0-01-0-1-01 | NOS | 1 | 2519 | 687 | 0 | 687 | 0 | FALSE |  |  | 0 | NULL
1.6 |  | SECURITY CENTER - MECHANICAL COMPONENTS (RESERVE) |  |  |  | 0 | 0 | 0 | 0 | 0 | 0 | FALSE |  |  | 0 | NULL
1.6.1 | 10340512160 | CONTAINER ASSEMBLY 140 LTR (IG100) KIT FILLED WITH MIN 99.9% NITROGEN - 300BAR, MODEL: NFIG100-300-140 FOR NAFFCOINERT UL CLEAN AGENT FIRE SUPPRESSION SYSTEM | NAFFCO | NF-IG100-140-300 | NOS | 6 | 3830 | 1044 | 0 | 6264 | 0 | FALSE |  |  | 0 | NULL
1.6.2 | 10341512065 | PRESSURE GAUGE, M10 X 1 MALE THREADED WITH SWITCH FOR IG100 INERT GAS SYSTEM WITH 0-6100 PSI, SWITCH POINT 3743 PSI, P.N.# 029720215 FOR NAFFCOINERT UL CLEAN AGENT FIRE SUPPRESSION SYSTEM | NAFFCO | 029720215 | NOS | 6 | 340 | 93 | 0 | 558 | 0 | FALSE |  |  | 0 | NULL
1.6.3 | 10341512236 | CONSTANT DISCHARGE PRESSURE REGULATOR WITH 12MM ORIFICE SIZE, MAXIMUM INLET PRESSURE 360 BAR, INLET W 21.8 X 1/14" DIN 477 & OUTLET W 21.8 X 1/14" DIN 477, P/N.# B08400003-NF FOR UL LISTED FIRE SUPPRESSION SYSTEM (REF.# 10341512235) | NAFFCO | B08400003-NF | NOS | 6 | 600 | 164 | 0 | 984 | 0 | FALSE |  |  | 0 | NULL
1.6.4 | 10341512133 | ELECTRO MAGNETIC DEVICE WITH DIODE, INLET THREADED TO M42 X 1.5, 24V DC, 0.5 A, IP 65 RATED, P/N.# B04425146 FOR UL LISTED FIRE SUPPRESSION SYSTEM (REFER ITEM.# 10341512136) | NAFFCO | B04425148 | NOS | 2 | 790 | 216 | 0 | 432 | 0 | FALSE |  |  | 0 | NULL
1.6.5 | 10341512120 | MANUAL / PNEUMATIC RELEASE DEVICE, WP 300 BAR, INLET THREADED TO M42 X 1.5, PNEUMATIC LINE CONNECTION G 1/8", P/N.# B04420065-NF FOR UL LISTED FIRE SUPPRESSION SYSTEM | NAFFCO | B04420065 | NOS | 2 | 120 | 33 | 0 | 66 | 0 | FALSE |  |  | 0 | NULL
1.6.6 | 10341512122 | PNEUMATIC RELEASE DEVICE, WP 300 BAR, INLET THREADED TO M42 X 1.5, PNEUMATIC LINE CONNECTION G 1/8", P/N.# B04420066NF FOR UL LISTED FIRE SUPPRESSION SYSTEM | NAFFCO | B04420066 | NOS | 4 | 80 | 22 | 0 | 88 | 0 | FALSE |  |  | 0 | NULL
1.6.7 | 10343512025 | DISCHARGE HOSE, DN16, WP 350 BAR, B/P 1400 BAR, 400MM LENGTH, INLET FEMALE THREAD TO W 21.8 X 1/14" TO DIN 477 & OUTLET FEMALE THREAD TO G 3/4", P/N.# B06920225-NF FOR NAFFCOINERT UL CLEAN AGENT FIRE SUPPRESSION SYSTEM | NAFFCO | B06920225-NF | NOS | 6 | 180 | 50 | 0 | 300 | 0 | FALSE |  |  | 0 | NULL
1.6.8 | 10343012208 | MANIFOLD CHECK VALVE, BRASS, MAX W/P 100 BAR, TP 150 BAR, HOSE CONNECTION THREAD G3/4", MANIFOLD CONNECTION THREAD R1" DN12, P/N.# B04600008-NF FOR UL LISTED FIRE SUPPRESSION SYSTEM | NAFFCO | B04600008 | NOS | 6 | 130 | 36 | 0 | 216 | 0 | FALSE |  |  | 0 | NULL
1.6.9 | 10343512032 | PILOT HOSE, SYNTHETIC RUBBER OIL RESISTANT W/STRAIGHT FITTINGS M12 X 1.5 FEMALE THREAD IN BOTH ENDS, 700MM LONG, W/P 400 BAR, B/P 1600 BAR, TEMP RANGE: -40 C. TO 100 C, P/N.# B06920212 FOR UL LISTED FIRE SUPPRESSION SYSTEM | NAFFCO | B06920212-NF | NOS | 2 | 70 | 20 | 0 | 40 | 0 | FALSE |  |  | 0 | NULL
1.6.10 | 10343512033 | PILOT HOSE, SYNTHETIC RUBBER OIL RESISTANT W/STRAIGHT FITTINGS M12 X 1.5 FEMALE THREAD IN BOTH ENDS, 500MM LONG, W/P 400 BAR, B/P 1600 BAR, TEMP RANGE: -40 C. TO 100 C, P/N.# B06920213 FOR UL LISTED FIRE SUPPRESSION SYSTEM | NAFFCO | B06920213-NF | NOS | 3 | 70 | 20 | 0 | 60 | 0 | FALSE |  |  | 0 | NULL
1.6.11 | 10349012606 | CONNECTING ADAPTOR, M12 X 1.5 MALE THREADED & G 1/8" MALE THREADED, P/N.# 029510006 FOR UL LISTED FIRE SUPPRESSION SYSTEM | NAFFCO | 029510006 | NOS | 10 | 20 | 6 | 0 | 60 | 0 | FALSE |  |  | 0 | NULL
1.6.12 | 10346012640 | BLEED VALVE, P/N.# 029730040-NF FOR UL LISTED FIRE SUPPRESSION SYSTEM | NAFFCO | 029730040 | NOS | 1 | 170 | 47 | 0 | 47 | 0 | FALSE |  |  | 0 | NULL
1.6.13 | 10344012323 | MANIFOLD FOR 3 CYLINDER NAFFCOINERT UL CLEAN AGENT FIRE SUPPRESSION SYSTEM, 360 DIA CYLINDER, P/N.# NFIG-360-SRM3 - NAFFCO | NAFFCO | NFIG-360-SRM3 | NOS | 2 | 880 | 240 | 0 | 480 | 0 | FALSE |  |  | 0 | NULL
1.6.14 | 10344212276 | RACK ASSEMBLY FOR 6 CYLINDERS, DOUBLE ROW, FLOOR MOUNTING TYPE, CYLINDER DIA: 267MM, CAPACITY: 67L, 80L & 140L, PRESSURE RATING: 200 / 300BAR, MODEL: NFIG-RA01-030F FOR NAFFCOINERT UL CLEAN AGENT FIRE SUPPRESSION SYSTEM - NAFFCO | NAFFCO | NFIG-RA01-030F | NOS | 1 | 560 | 153 | 0 | 153 | 0 | FALSE |  |  | 0 | NULL
1.6.15 | 15466240162 | PRESSURE RELIEF DAMPER, SIZE: 620 X 620 X 120MM, MODEL: SHXUN500 - AFP | AFP | SHXUN500 - AFP | NOS | 3 | 3206 | 874 | 0 | 2622 | 0 | FALSE |  |  | 0 | NULL
1.6.16 | 15469040163 | WEATHER LOUVER, SIZE: 630 X 630MM, MODEL: DWL500 - AFP | AFP | DWL500 - AFP | NOS | 3 | 931 | 254 | 0 | 762 | 0 | FALSE |  |  | 0 | NULL
1.7 |  | OFFICE COMPLEX - MECHANICAL COMPONENTS (MAIN) |  |  |  | 0 | 0 | 0 | 0 | 0 | 0 | FALSE |  |  | 0 | NULL
1.7.1 | 10340512160 | CONTAINER ASSEMBLY 140 LTR (IG100) KIT FILLED WITH MIN 99.9% NITROGEN - 300BAR, MODEL: NFIG100-300-140 FOR NAFFCOINERT UL CLEAN AGENT FIRE SUPPRESSION SYSTEM | NAFFCO | NF-IG100-140-300 | NOS | 8 | 3830 | 1044 | 0 | 8352 | 0 | FALSE |  |  | 0 | NULL
1.7.2 | 10341512065 | PRESSURE GAUGE, M10 X 1 MALE THREADED WITH SWITCH FOR IG100 INERT GAS SYSTEM WITH 0-6100 PSI, SWITCH POINT 3743 PSI, P.N.# 029720215 FOR NAFFCOINERT UL CLEAN AGENT FIRE SUPPRESSION SYSTEM | NAFFCO | 029720215 | NOS | 8 | 340 | 93 | 0 | 744 | 0 | FALSE |  |  | 0 | NULL
1.7.3 | 10341512236 | CONSTANT DISCHARGE PRESSURE REGULATOR WITH 12MM ORIFICE SIZE, MAXIMUM INLET PRESSURE 360 BAR, INLET W 21.8 X 1/14" DIN 477 & OUTLET W 21.8 X 1/14" DIN 477, P/N.# B08400003-NF FOR UL LISTED FIRE SUPPRESSION SYSTEM (REF.# 10341512235) | NAFFCO | B08400003-NF | NOS | 8 | 600 | 164 | 0 | 1312 | 0 | FALSE |  |  | 0 | NULL
1.7.4 | 10341512133 | ELECTRO MAGNETIC DEVICE WITH DIODE, INLET THREADED TO M42 X 1.5, 24V DC, 0.5 A, IP 65 RATED, P/N.# B04425146 FOR UL LISTED FIRE SUPPRESSION SYSTEM (REFER ITEM.# 10341512136) | NAFFCO | B04425148 | NOS | 2 | 790 | 216 | 0 | 432 | 0 | FALSE |  |  | 0 | NULL
1.7.5 | 10349012810 | RESET TOOL FOR ELECTRO MAGNETIC DEVICE FOR INERT GAS SYSTEM, P/N.# 029210064 (OLD P/N.# 023000064) - NAFFCO | NAFFCO | 029210064 (023000064) | NOS | 1 | 110 | 30 | 0 | 30 | 0 | FALSE |  |  | 0 | NULL
1.7.6 | 10341512120 | MANUAL / PNEUMATIC RELEASE DEVICE, WP 300 BAR, INLET THREADED TO M42 X 1.5, PNEUMATIC LINE CONNECTION G 1/8", P/N.# B04420065-NF FOR UL LISTED FIRE SUPPRESSION SYSTEM | NAFFCO | B04420065 | NOS | 2 | 120 | 33 | 0 | 66 | 0 | FALSE |  |  | 0 | NULL
1.7.7 | 10341512122 | PNEUMATIC RELEASE DEVICE, WP 300 BAR, INLET THREADED TO M42 X 1.5, PNEUMATIC LINE CONNECTION G 1/8", P/N.# B04420066NF FOR UL LISTED FIRE SUPPRESSION SYSTEM | NAFFCO | B04420066 | NOS | 6 | 80 | 22 | 0 | 132 | 0 | FALSE |  |  | 0 | NULL
1.7.8 | 10343512044 | DISCHARGE HOSE, DN12, WP 380 BAR, B/P 1520 BAR, 400MM LENGTH, INLET FEMALE THREAD TO W 21.8 X 1/14" TO DIN 477 & OUTLET FEMALE THREAD TO G 3/4", P/N.# B06920224-NF FOR NAFFCOINERT UL CLEAN AGENT FIRE SUPPRESSION SYSTEM | NAFFCO | B06920224-NF | NOS | 8 | 180 | 50 | 0 | 400 | 0 | FALSE |  |  | 0 | NULL
1.7.9 | 10343012208 | MANIFOLD CHECK VALVE, BRASS, MAX W/P 100 BAR, TP 150 BAR, HOSE CONNECTION THREAD G3/4", MANIFOLD CONNECTION THREAD R1" DN12, P/N.# B04600008-NF FOR UL LISTED FIRE SUPPRESSION SYSTEM | NAFFCO | B04600008 | NOS | 8 | 130 | 36 | 0 | 288 | 0 | FALSE |  |  | 0 | NULL
1.7.10 | 10343512032 | PILOT HOSE, SYNTHETIC RUBBER OIL RESISTANT W/STRAIGHT FITTINGS M12 X 1.5 FEMALE THREAD IN BOTH ENDS, 700MM LONG, W/P 400 BAR, B/P 1600 BAR, TEMP RANGE: -40 C. TO 100 C, P/N.# B06920212 FOR UL LISTED FIRE SUPPRESSION SYSTEM | NAFFCO | B06920212-NF | NOS | 3 | 70 | 20 | 0 | 60 | 0 | FALSE |  |  | 0 | NULL
1.7.11 | 10343512033 | PILOT HOSE, SYNTHETIC RUBBER OIL RESISTANT W/STRAIGHT FITTINGS M12 X 1.5 FEMALE THREAD IN BOTH ENDS, 500MM LONG, W/P 400 BAR, B/P 1600 BAR, TEMP RANGE: -40 C. TO 100 C, P/N.# B06920213 FOR UL LISTED FIRE SUPPRESSION SYSTEM | NAFFCO | B06920213-NF | NOS | 4 | 70 | 20 | 0 | 80 | 0 | FALSE |  |  | 0 | NULL
1.7.12 | 10349012606 | CONNECTING ADAPTOR, M12 X 1.5 MALE THREADED & G 1/8" MALE THREADED, P/N.# 029510006 FOR UL LISTED FIRE SUPPRESSION SYSTEM | NAFFCO | 029510006 | NOS | 14 | 20 | 6 | 0 | 84 | 0 | FALSE |  |  | 0 | NULL
1.7.13 | 10346012640 | BLEED VALVE, P/N.# 029730040-NF FOR UL LISTED FIRE SUPPRESSION SYSTEM | NAFFCO | 029730040 | NOS | 1 | 170 | 47 | 0 | 47 | 0 | FALSE |  |  | 0 | NULL
1.7.14 | 10344012324 | MANIFOLD FOR 4 CYLINDER NAFFCOINERT UL CLEAN AGENT FIRE SUPPRESSION SYSTEM, 360 DIA CYLINDER, P/N.# NFIG-360-SRM4 - NAFFCO | NAFFCO | NFIG-360-SRM4 | NOS | 2 | 880 | 240 | 0 | 480 | 0 | FALSE |  |  | 0 | NULL
1.7.15 | 10344212278 | RACK ASSEMBLY FOR 8 CYLINDERS, DOUBLE ROW, FLOOR MOUNTING TYPE, CYLINDER DIA: 267MM, CAPACITY: 67L, 80L & 140L, PRESSURE RATING: 200 / 300BAR, MODEL: NFIG-RA01-040F FOR NAFFCOINERT UL CLEAN AGENT FIRE SUPPRESSION SYSTEM - NAFFCO | NAFFCO | NFIG-RA01-040F | NOS | 1 | 590 | 161 | 0 | 161 | 0 | FALSE |  |  | 0 | NULL
1.7.16 | 10344253110 | SELECTOR VALVE 1" (25MM) W/NPT 1000 PSI SS316 C/W PNUEMATIC ACTUATOR RAT052-DA, LIMIT SWITCH IP67 RES-210N, SOLENOID 4V310-08B NAMUR-24VDC 50/60HZ FULL ASSEMBLY - NAFFCO | NAFFCO | NF-SVA25 | NOS | 2 | 680 | 186 | 0 | 372 | 0 | FALSE |  |  | 0 | NULL
1.7.17 | 1034201XXXX | DISCHARGE NOZZLE | NAFFCO | B046111XXX | NOS | 6 | 180 | 50 | 0 | 300 | 0 | FALSE |  |  | 0 | NULL
1.7.18 | 10341512137 | PRESSURE RELIEF DEVICE FOR MANIFOLD, P/N.# 029730037 FOR NAFFCOINERT UL CLEAN AGENT FIRE SUPPRESSION SYSTEM | NAFFCO | 029730037 | NOS | 1 | 1900 | 518 | 0 | 518 | 0 | FALSE |  |  | 0 | NULL
1.7.19 | 10341512022 | PRESSURE & FLOW DETECTOR SWITCH, P/N.# 028250050 FOR NAFFCOINERT UL CLEAN AGENT FIRE SUPPRESSION SYSTEM | NAFFCO | 028250050 | NOS | 2 | 690 | 189 | 0 | 378 | 0 | FALSE |  |  | 0 | NULL
1.7.20 |  | WARNING SIGN (3 NOS) | NAFFCO |  | SET | 2 | 300 | 82 | 0 | 164 | 0 | FALSE |  |  | 0 | NULL
1.8 |  | OFFICE COMPLEX - ELECTRICAL COMPONENTS |  |  |  | 0 | 0 | 0 | 0 | 0 | 0 | FALSE |  |  | 0 | NULL
1.8.1 |  | Cheetah Xi Control System w/Lexan Including: Cheetah Xi Controller P/N 10-2542 Transformer 240VAC P/N 02-10882 Red Enclosure P/N 10-2541-R | FIKE | 10-068-R-2-L | SET | 1 | 12000 | 3270 | 0 | 3270 | 0 | FALSE |  |  | 0 | NULL
1.8.2 | 13009725250 | PCB ASSEMBLY RM4 RELAY MODULE FOR SHP PRO PANEL, PART # 10-2204 - FIKE | FIKE | 10-2204 | NOS | 1 | 750 | 205 | 0 | 205 | 0 | FALSE |  |  | 0 | NULL
1.8.3 | 13101825018 | SMOKE DETECTOR, PHOTOELECTRIC WITH BUILT IN ISOLATORS (ED-PI), MODEL: 63-1058 - FIKE | FIKE | 63-1058 | NOS | 14 | 306 | 84 | 0 | 1176 | 0 | FALSE |  |  | 0 | NULL
1.8.4 | 13109925110 | STANDARD DETECTOR BASE 4" WITH BUILT IN ISOLATORS (EBI), MODEL: 63-1061 - FIKE | FIKE | 63-1061 | NOS | 14 | 61 | 17 | 0 | 238 | 0 | FALSE |  |  | 0 | NULL
1.8.5 | 13122825510 | EXPLOSION PROOF HEAT DETECTOR 194F, PROBE TYPE, RATE ANTICIPATED, INTERIOR USE, THERMOTECH, PART.# 60-009 - FIKE | FIKE | 60-009 | NOS | 4 | 450 | 123 | 0 | 492 | 0 | FALSE |  |  | 0 | NULL
1.8.6 |  | REMOTE INDICATOR | FIKE | RA100Z | NOS | 12 | 88 | 24 | 0 | 288 | 0 | FALSE |  |  | 0 | NULL
1.8.7 | 13006438060 | FIRE ALARM BELL 6", MOTOR DRIVEN TYPE, RED COLOUR, 24V DC, 20-30MA CURRENT CONSUMPTION, UL LISTED, MODEL: FB1000C6, SHIELD | SHIELD | FB1000C6 | NOS | 1 | 56 | 16 | 0 | 16 | 0 | FALSE |  |  | 0 | NULL
1.8.8 | 13006738270 | OUTDOOR STROBE ONLY, FIXED 75 CANDELA, WALL MOUNT, SHIPPED WITH GOE ENCLOSURE, RED, UL LISTED, MODEL: SH-STOR - SHIELD | SHIELD | SH-STOR | NOS | 2 | 180 | 50 | 0 | 100 | 0 | FALSE |  |  | 0 | NULL
1.8.9 | 13007138210 | HORN/STROBE, INDOOR, SELECTABLE CANDELA STROBE, WALL MOUNT, RED, UL LISTED, MODEL : SH-HSIR - SHIELD | SHIELD | SH-HSIR | NOS | 1 | 150 | 41 | 0 | 41 | 0 | FALSE |  |  | 0 | NULL
1.8.10 |  | FIRE ALARM HORN (EXPLOSION PROOF) | E2S | DXS1-DC024-A-N-3-A1-R | NOS | 1 | 3250 | 886 | 0 | 886 | 0 | FALSE |  |  | 0 | NULL
1.8.11 |  | FIRE ALARM SOUNDER/ HORN (EXPLOSION PROOF) | E2S | BEXCS11005-DPR-DC024-A-N-3-A1-R-R | NOS | 1 | 7500 | 2044 | 0 | 2044 | 0 | FALSE |  |  | 0 | NULL
1.8.12 | 13006325141 | MAIN TO RESERVE TRANSFER SWITCH FOR SYSTEMS, MODEL.# 10-2967, UL/FM APPROVED - FIKE WITH BACKBOX | FIKE | 10-2967 | SET | 1 | 375 | 103 | 0 | 103 | 0 | FALSE |  |  | 0 | NULL
1.8.13 |  | ABORT SWITCH, MODEL.# 10-2965, UL/FM - FIKEWITH BACKBOX | FIKE | 10-2965 | NOS | 1 | 395 | 108 | 0 | 108 | 0 | FALSE |  |  | 0 | NULL
1.8.14 |  | ABORT SWITCHES COMPLETE WITH BACKBOX (EXPLOSION PROOF) | E2S | GNEXCP7BG/S/D/NA/B/3/A/1/R/N/E470R | NOS | 1 | 3950 | 1077 | 0 | 1077 | 0 | FALSE |  |  | 0 | NULL
1.8.15 | 13105025064 | ADDRESSABLE MANUAL PULL STATION WITH ISOLATOR, RED COLOR, P/N.# 20-1064 - FIKE WITH BACKBOX | FIKE | 20-1064 | NOS | 2 | 360 | 99 | 0 | 198 | 0 | FALSE |  |  | 0 | NULL
1.8.16 |  | KEYED INPUT SWITCH FOR AUTO/MANUAL OPERATION & ACTIVE/INHHIBIT MODE OPERATION - 10-2969, FIKE WITH BACKBOX | FIKE | 10-2969 | NOS | 2 | 1250 | 341 | 0 | 682 | 0 | FALSE |  |  | 0 | NULL
1.8.17 | 10341512541 | RELEASING CIRCUIT DISABLE SWITCH,24V DC, UL LISTED, MODEL: RCDS-1 (POTTER) WITH BACKBOX | POTTER | RCDS-1 | NOS | 1 | 225 | 62 | 0 | 62 | 0 | FALSE |  |  | 0 | NULL
1.8.18 | 13007320616 | UNIVERSAL STOPPER (EU ENCL PLATE), RED WITH FIRE LABEL, MODEL: STI-13610-FR - STI | STI | STI-13610-FR | NOS | 2 | 450 | 123 | 0 | 246 | 0 | FALSE |  |  | 0 | NULL
1.8.19 | 13108425153 | RELEASING CONTROL MODULE WITH ISOLATOR (EM-1RMI), MODEL.# 55-053 - FIKE WITH BACKBOX | FIKE | 55-053 | NOS | 4 | 1180 | 322 | 0 | 1288 | 0 | FALSE |  |  | 0 | NULL
1.8.20 | 13108625050 | ADDRESSABLE MINI MONITOR MODULE WITH BUILT IN ISOLATOR (EM-1MMI), MODEL: 55-050 - FIKE WITH BACKBOX | FIKE | 55-050 | NOS | 5 | 380 | 104 | 0 | 520 | 0 | FALSE |  |  | 0 | NULL
1.8.21 | 13108625046 | ADDRESSABLE SQUARE MONITOR MODULE 4" WITH ISOLATOR (EM-1SMI), MODEL: 55-046 - FIKE WITH BACKBOX | FIKE | 55-046 | NOS | 22 | 375 | 103 | 0 | 2266 | 0 | FALSE |  |  | 0 | NULL
1.8.22 | 13108425015 | SUPERVISED CONTROL MODULE WITH BUILT IN ISOLATOR (EM-1SMI), MODEL: 55-047 - FIKE WITH BACKBOX | FIKE | 55-047 | NOS | 6 | 432 | 118 | 0 | 708 | 0 | FALSE |  |  | 0 | NULL
1.8.23 | 13109925229 | REMOTE POWER SUPPLY UNIT WITH ENCLOSURE AND PCB BOARD, 10A, P/N.# 10-2829-1-0-01-0-1-01 - FIKE | FIKE | 10-2829-1-0-01-0-1-01 | NOS | 1 | 2519 | 687 | 0 | 687 | 0 | FALSE |  |  | 0 | NULL
1.9 |  | OFFICE COMPLEX - MECHANICAL COMPONENTS (RESERVE) |  |  |  | 0 | 0 | 0 | 0 | 0 | 0 | FALSE |  |  | 0 | NULL
1.9.1 | 10340512160 | CONTAINER ASSEMBLY 140 LTR (IG100) KIT FILLED WITH MIN 99.9% NITROGEN - 300BAR, MODEL: NFIG100-300-140 FOR NAFFCOINERT UL CLEAN AGENT FIRE SUPPRESSION SYSTEM | NAFFCO | NF-IG100-140-300 | NOS | 8 | 3830 | 1044 | 0 | 8352 | 0 | FALSE |  |  | 0 | NULL
1.9.2 | 10341512065 | PRESSURE GAUGE, M10 X 1 MALE THREADED WITH SWITCH FOR IG100 INERT GAS SYSTEM WITH 0-6100 PSI, SWITCH POINT 3743 PSI, P.N.# 029720215 FOR NAFFCOINERT UL CLEAN AGENT FIRE SUPPRESSION SYSTEM | NAFFCO | 029720215 | NOS | 8 | 340 | 93 | 0 | 744 | 0 | FALSE |  |  | 0 | NULL
1.9.3 | 10341512236 | CONSTANT DISCHARGE PRESSURE REGULATOR WITH 12MM ORIFICE SIZE, MAXIMUM INLET PRESSURE 360 BAR, INLET W 21.8 X 1/14" DIN 477 & OUTLET W 21.8 X 1/14" DIN 477, P/N.# B08400003-NF FOR UL LISTED FIRE SUPPRESSION SYSTEM (REF.# 10341512235) | NAFFCO | B08400003-NF | NOS | 8 | 600 | 164 | 0 | 1312 | 0 | FALSE |  |  | 0 | NULL
1.9.4 | 10341512133 | ELECTRO MAGNETIC DEVICE WITH DIODE, INLET THREADED TO M42 X 1.5, 24V DC, 0.5 A, IP 65 RATED, P/N.# B04425146 FOR UL LISTED FIRE SUPPRESSION SYSTEM (REFER ITEM.# 10341512136) | NAFFCO | B04425148 | NOS | 2 | 790 | 216 | 0 | 432 | 0 | FALSE |  |  | 0 | NULL
1.9.5 | 10341512120 | MANUAL / PNEUMATIC RELEASE DEVICE, WP 300 BAR, INLET THREADED TO M42 X 1.5, PNEUMATIC LINE CONNECTION G 1/8", P/N.# B04420065-NF FOR UL LISTED FIRE SUPPRESSION SYSTEM | NAFFCO | B04420065 | NOS | 2 | 120 | 33 | 0 | 66 | 0 | FALSE |  |  | 0 | NULL
1.9.6 | 10341512122 | PNEUMATIC RELEASE DEVICE, WP 300 BAR, INLET THREADED TO M42 X 1.5, PNEUMATIC LINE CONNECTION G 1/8", P/N.# B04420066NF FOR UL LISTED FIRE SUPPRESSION SYSTEM | NAFFCO | B04420066 | NOS | 6 | 80 | 22 | 0 | 132 | 0 | FALSE |  |  | 0 | NULL
1.9.7 | 10343512044 | DISCHARGE HOSE, DN12, WP 380 BAR, B/P 1520 BAR, 400MM LENGTH, INLET FEMALE THREAD TO W 21.8 X 1/14" TO DIN 477 & OUTLET FEMALE THREAD TO G 3/4", P/N.# B06920224-NF FOR NAFFCOINERT UL CLEAN AGENT FIRE SUPPRESSION SYSTEM | NAFFCO | B06920224-NF | NOS | 8 | 180 | 50 | 0 | 400 | 0 | FALSE |  |  | 0 | NULL
1.9.8 | 10343012208 | MANIFOLD CHECK VALVE, BRASS, MAX W/P 100 BAR, TP 150 BAR, HOSE CONNECTION THREAD G3/4", MANIFOLD CONNECTION THREAD R1" DN12, P/N.# B04600008-NF FOR UL LISTED FIRE SUPPRESSION SYSTEM | NAFFCO | B04600008 | NOS | 8 | 130 | 36 | 0 | 288 | 0 | FALSE |  |  | 0 | NULL
1.9.9 | 10343512032 | PILOT HOSE, SYNTHETIC RUBBER OIL RESISTANT W/STRAIGHT FITTINGS M12 X 1.5 FEMALE THREAD IN BOTH ENDS, 700MM LONG, W/P 400 BAR, B/P 1600 BAR, TEMP RANGE: -40 C. TO 100 C, P/N.# B06920212 FOR UL LISTED FIRE SUPPRESSION SYSTEM | NAFFCO | B06920212-NF | NOS | 3 | 70 | 20 | 0 | 60 | 0 | FALSE |  |  | 0 | NULL
1.9.10 | 10343512033 | PILOT HOSE, SYNTHETIC RUBBER OIL RESISTANT W/STRAIGHT FITTINGS M12 X 1.5 FEMALE THREAD IN BOTH ENDS, 500MM LONG, W/P 400 BAR, B/P 1600 BAR, TEMP RANGE: -40 C. TO 100 C, P/N.# B06920213 FOR UL LISTED FIRE SUPPRESSION SYSTEM | NAFFCO | B06920213-NF | NOS | 4 | 70 | 20 | 0 | 80 | 0 | FALSE |  |  | 0 | NULL
1.9.11 | 10349012606 | CONNECTING ADAPTOR, M12 X 1.5 MALE THREADED & G 1/8" MALE THREADED, P/N.# 029510006 FOR UL LISTED FIRE SUPPRESSION SYSTEM | NAFFCO | 029510006 | NOS | 14 | 20 | 6 | 0 | 84 | 0 | FALSE |  |  | 0 | NULL
1.9.12 | 10346012640 | BLEED VALVE, P/N.# 029730040-NF FOR UL LISTED FIRE SUPPRESSION SYSTEM | NAFFCO | 029730040 | NOS | 1 | 170 | 47 | 0 | 47 | 0 | FALSE |  |  | 0 | NULL
1.9.13 | 10344012324 | MANIFOLD FOR 4 CYLINDER NAFFCOINERT UL CLEAN AGENT FIRE SUPPRESSION SYSTEM, 360 DIA CYLINDER, P/N.# NFIG-360-SRM4 - NAFFCO | NAFFCO | NFIG-360-SRM4 | NOS | 2 | 880 | 240 | 0 | 480 | 0 | FALSE |  |  | 0 | NULL
1.9.14 | 10344212278 | RACK ASSEMBLY FOR 8 CYLINDERS, DOUBLE ROW, FLOOR MOUNTING TYPE, CYLINDER DIA: 267MM, CAPACITY: 67L, 80L & 140L, PRESSURE RATING: 200 / 300BAR, MODEL: NFIG-RA01-040F FOR NAFFCOINERT UL CLEAN AGENT FIRE SUPPRESSION SYSTEM - NAFFCO | NAFFCO | NFIG-RA01-040F | NOS | 1 | 590 | 161 | 0 | 161 | 0 | FALSE |  |  | 0 | NULL
1.9.15 | 15466240142 | PRESSURE RELIEF DAMPER, SIZE: 420 X 420 X 120MM, MODEL: SHXUN300 - AFP | AFP | SHXUN300 - AFP | NOS | 1 | 1736 | 474 | 0 | 474 | 0 | FALSE |  |  | 0 | NULL
1.9.16 | 15466240162 | PRESSURE RELIEF DAMPER, SIZE: 620 X 620 X 120MM, MODEL: SHXUN500 - AFP | AFP | SHXUN500 - AFP | NOS | 1 | 3206 | 874 | 0 | 874 | 0 | FALSE |  |  | 0 | NULL
1.9.17 | 15469040143 | WEATHER LOUVER, SIZE: 430 X 430MM, MODEL: DWL300 - AFP | AFP | DWL300 - AFP | NOS | 1 | 228 | 63 | 0 | 63 | 0 | FALSE |  |  | 0 | NULL
1.9.18 | 15469040163 | WEATHER LOUVER, SIZE: 630 X 630MM, MODEL: DWL500 - AFP | AFP | DWL500 - AFP | NOS | 1 | 931 | 254 | 0 | 254 | 0 | FALSE |  |  | 0 | NULL
1.10 |  | OLD AL TAMER - MECHANICAL COMPONENTS (MAIN) |  |  |  | 0 | 0 | 0 | 0 | 0 | 0 | FALSE |  |  | 0 | NULL
1.10.1 | 10340512160 | CONTAINER ASSEMBLY 140 LTR (IG100) KIT FILLED WITH MIN 99.9% NITROGEN - 300BAR, MODEL: NFIG100-300-140 FOR NAFFCOINERT UL CLEAN AGENT FIRE SUPPRESSION SYSTEM | NAFFCO | NF-IG100-140-300 | NOS | 5 | 3830 | 1044 | 0 | 5220 | 0 | FALSE |  |  | 0 | NULL
1.10.2 | 10341512065 | PRESSURE GAUGE, M10 X 1 MALE THREADED WITH SWITCH FOR IG100 INERT GAS SYSTEM WITH 0-6100 PSI, SWITCH POINT 3743 PSI, P.N.# 029720215 FOR NAFFCOINERT UL CLEAN AGENT FIRE SUPPRESSION SYSTEM | NAFFCO | 029720215 | NOS | 5 | 340 | 93 | 0 | 465 | 0 | FALSE |  |  | 0 | NULL
1.10.3 | 10341512236 | CONSTANT DISCHARGE PRESSURE REGULATOR WITH 12MM ORIFICE SIZE, MAXIMUM INLET PRESSURE 360 BAR, INLET W 21.8 X 1/14" DIN 477 & OUTLET W 21.8 X 1/14" DIN 477, P/N.# B08400003-NF FOR UL LISTED FIRE SUPPRESSION SYSTEM (REF.# 10341512235) | NAFFCO | B08400003-NF | NOS | 5 | 600 | 164 | 0 | 820 | 0 | FALSE |  |  | 0 | NULL
1.10.4 | 10341512133 | ELECTRO MAGNETIC DEVICE WITH DIODE, INLET THREADED TO M42 X 1.5, 24V DC, 0.5 A, IP 65 RATED, P/N.# B04425146 FOR UL LISTED FIRE SUPPRESSION SYSTEM (REFER ITEM.# 10341512136) | NAFFCO | B04425148 | NOS | 1 | 790 | 216 | 0 | 216 | 0 | FALSE |  |  | 0 | NULL
1.10.5 | 10349012810 | RESET TOOL FOR ELECTRO MAGNETIC DEVICE FOR INERT GAS SYSTEM, P/N.# 029210064 (OLD P/N.# 023000064) - NAFFCO | NAFFCO | 029210064 (023000064) | NOS | 1 | 110 | 30 | 0 | 30 | 0 | FALSE |  |  | 0 | NULL
1.10.6 | 10341512120 | MANUAL / PNEUMATIC RELEASE DEVICE, WP 300 BAR, INLET THREADED TO M42 X 1.5, PNEUMATIC LINE CONNECTION G 1/8", P/N.# B04420065-NF FOR UL LISTED FIRE SUPPRESSION SYSTEM | NAFFCO | B04420065 | NOS | 1 | 120 | 33 | 0 | 33 | 0 | FALSE |  |  | 0 | NULL
1.10.7 | 10341512122 | PNEUMATIC RELEASE DEVICE, WP 300 BAR, INLET THREADED TO M42 X 1.5, PNEUMATIC LINE CONNECTION G 1/8", P/N.# B04420066NF FOR UL LISTED FIRE SUPPRESSION SYSTEM | NAFFCO | B04420066 | NOS | 4 | 80 | 22 | 0 | 88 | 0 | FALSE |  |  | 0 | NULL
1.10.8 | 10343512025 | DISCHARGE HOSE, DN16, WP 350 BAR, B/P 1400 BAR, 400MM LENGTH, INLET FEMALE THREAD TO W 21.8 X 1/14" TO DIN 477 & OUTLET FEMALE THREAD TO G 3/4", P/N.# B06920225-NF FOR NAFFCOINERT UL CLEAN AGENT FIRE SUPPRESSION SYSTEM | NAFFCO | B06920225-NF | NOS | 5 | 180 | 50 | 0 | 250 | 0 | FALSE |  |  | 0 | NULL
1.10.9 | 10343012208 | MANIFOLD CHECK VALVE, BRASS, MAX W/P 100 BAR, TP 150 BAR, HOSE CONNECTION THREAD G3/4", MANIFOLD CONNECTION THREAD R1" DN12, P/N.# B04600008-NF FOR UL LISTED FIRE SUPPRESSION SYSTEM | NAFFCO | B04600008 | NOS | 5 | 130 | 36 | 0 | 180 | 0 | FALSE |  |  | 0 | NULL
1.10.10 | 10343512032 | PILOT HOSE, SYNTHETIC RUBBER OIL RESISTANT W/STRAIGHT FITTINGS M12 X 1.5 FEMALE THREAD IN BOTH ENDS, 700MM LONG, W/P 400 BAR, B/P 1600 BAR, TEMP RANGE: -40 C. TO 100 C, P/N.# B06920212 FOR UL LISTED FIRE SUPPRESSION SYSTEM | NAFFCO | B06920212-NF | NOS | 1 | 70 | 20 | 0 | 20 | 0 | FALSE |  |  | 0 | NULL
1.10.11 | 10343512033 | PILOT HOSE, SYNTHETIC RUBBER OIL RESISTANT W/STRAIGHT FITTINGS M12 X 1.5 FEMALE THREAD IN BOTH ENDS, 500MM LONG, W/P 400 BAR, B/P 1600 BAR, TEMP RANGE: -40 C. TO 100 C, P/N.# B06920213 FOR UL LISTED FIRE SUPPRESSION SYSTEM | NAFFCO | B06920213-NF | NOS | 3 | 70 | 20 | 0 | 60 | 0 | FALSE |  |  | 0 | NULL
1.10.12 | 10349012606 | CONNECTING ADAPTOR, M12 X 1.5 MALE THREADED & G 1/8" MALE THREADED, P/N.# 029510006 FOR UL LISTED FIRE SUPPRESSION SYSTEM | NAFFCO | 029510006 | NOS | 8 | 20 | 6 | 0 | 48 | 0 | FALSE |  |  | 0 | NULL
1.10.13 | 10346012640 | BLEED VALVE, P/N.# 029730040-NF FOR UL LISTED FIRE SUPPRESSION SYSTEM | NAFFCO | 029730040 | NOS | 1 | 170 | 47 | 0 | 47 | 0 | FALSE |  |  | 0 | NULL
1.10.14 | 10344012325 | MANIFOLD FOR 5 CYLINDER NAFFCOINERT UL CLEAN AGENT FIRE SUPPRESSION SYSTEM, 360 DIA CYLINDER, P/N.# NFIG-360-SRM5 - NAFFCO | NAFFCO | NFIG-360-SRM5 | NOS | 1 | 1060 | 289 | 0 | 289 | 0 | FALSE |  |  | 0 | NULL
1.10.15 | 10344212255 | RACK ASSEMBLY FOR 5 CYLINDERS, SINGLE ROW, FLOOR MOUNTING TYPE, CYLINDER DIA: 267MM, CAPACITY: 67L, 80L & 140L, PRESSURE RATING: 200 / 300BAR, MODEL: NFIG-RA01-005F FOR NAFFCOINERT UL CLEAN AGENT FIRE SUPPRESSION SYSTEM - NAFFCO | NAFFCO | NFIG-RA01-005F | NOS | 1 | 500 | 137 | 0 | 137 | 0 | FALSE |  |  | 0 | NULL
1.10.16 | 1034201XXXX | DISCHARGE NOZZLE | NAFFCO | B046111XXX | NOS | 3 | 180 | 50 | 0 | 150 | 0 | FALSE |  |  | 0 | NULL
1.10.17 | 10341512137 | PRESSURE RELIEF DEVICE FOR MANIFOLD, P/N.# 029730037 FOR NAFFCOINERT UL CLEAN AGENT FIRE SUPPRESSION SYSTEM | NAFFCO | 029730037 | NOS | 1 | 1900 | 518 | 0 | 518 | 0 | FALSE |  |  | 0 | NULL
1.10.19 |  | WARNING SIGN (3 NOS) | NAFFCO |  | SET | 1 | 300 | 82 | 0 | 82 | 0 | FALSE |  |  | 0 | NULL
1.11 |  | OLD AL TAMEER - ELECTRICAL COMPONENTS |  |  |  | 0 | 0 | 0 | 0 | 0 | 0 | FALSE |  |  | 0 | NULL
1.11.1 |  | Cheetah Xi Control System w/Lexan Including: Cheetah Xi Controller P/N 10-2542 Transformer 240VAC P/N 02-10882 Red Enclosure P/N 10-2541-R | FIKE | 10-068-R-2-L | SET | 1 | 12000 | 3270 | 0 | 3270 | 0 | FALSE |  |  | 0 | NULL
1.11.2 | 13009725250 | PCB ASSEMBLY RM4 RELAY MODULE FOR SHP PRO PANEL, PART # 10-2204 - FIKE | FIKE | 10-2204 | NOS | 1 | 750 | 205 | 0 | 205 | 0 | FALSE |  |  | 0 | NULL
1.11.3 | 13101825018 | SMOKE DETECTOR, PHOTOELECTRIC WITH BUILT IN ISOLATORS (ED-PI), MODEL: 63-1058 - FIKE | FIKE | 63-1058 | NOS | 8 | 306 | 84 | 0 | 672 | 0 | FALSE |  |  | 0 | NULL
1.11.4 | 13109925110 | STANDARD DETECTOR BASE 4" WITH BUILT IN ISOLATORS (EBI), MODEL: 63-1061 - FIKE | FIKE | 63-1061 | NOS | 8 | 61 | 17 | 0 | 136 | 0 | FALSE |  |  | 0 | NULL
1.11.5 |  | REMOTE INDICATOR | FIKE | RA100Z | NOS | 4 | 88 | 24 | 0 | 96 | 0 | FALSE |  |  | 0 | NULL
1.11.6 | 13006438060 | FIRE ALARM BELL 6", MOTOR DRIVEN TYPE, RED COLOUR, 24V DC, 20-30MA CURRENT CONSUMPTION, UL LISTED, MODEL: FB1000C6, SHIELD | SHIELD | FB1000C6 | NOS | 1 | 56 | 16 | 0 | 16 | 0 | FALSE |  |  | 0 | NULL
1.11.7 | 13006738270 | OUTDOOR STROBE ONLY, FIXED 75 CANDELA, WALL MOUNT, SHIPPED WITH GOE ENCLOSURE, RED, UL LISTED, MODEL: SH-STOR - SHIELD | SHIELD | SH-STOR | NOS | 1 | 180 | 50 | 0 | 50 | 0 | FALSE |  |  | 0 | NULL
1.11.8 | 13007138210 | HORN/STROBE, INDOOR, SELECTABLE CANDELA STROBE, WALL MOUNT, RED, UL LISTED, MODEL : SH-HSIR - SHIELD | SHIELD | SH-HSIR | NOS | 1 | 150 | 41 | 0 | 41 | 0 | FALSE |  |  | 0 | NULL
1.11.9 | 13006325141 | MAIN TO RESERVE TRANSFER SWITCH FOR SYSTEMS, MODEL.# 10-2967, UL/FM APPROVED - FIKE WITH BACKBOX | FIKE | 10-2967 | SET | 1 | 375 | 103 | 0 | 103 | 0 | FALSE |  |  | 0 | NULL
1.11.10 |  | ABORT SWITCH, MODEL.# 10-2965, UL/FM - FIKEWITH BACKBOX | FIKE | 10-2965 | NOS | 1 | 395 | 108 | 0 | 108 | 0 | FALSE |  |  | 0 | NULL
1.11.11 | 13105025064 | ADDRESSABLE MANUAL PULL STATION WITH ISOLATOR, RED COLOR, P/N.# 20-1064 - FIKE WITH BACKBOX | FIKE | 20-1064 | NOS | 1 | 360 | 99 | 0 | 99 | 0 | FALSE |  |  | 0 | NULL
1.11.12 |  | KEYED INPUT SWITCH FOR AUTO/MANUAL OPERATION & ACTIVE/INHHIBIT MODE OPERATION - 10-2969, FIKE WITH BACKBOX | FIKE | 10-2969 | NOS | 1 | 1250 | 341 | 0 | 341 | 0 | FALSE |  |  | 0 | NULL
1.11.13 | 10341512541 | RELEASING CIRCUIT DISABLE SWITCH,24V DC, UL LISTED, MODEL: RCDS-1 (POTTER) WITH BACKBOX | POTTER | RCDS-1 | NOS | 1 | 225 | 62 | 0 | 62 | 0 | FALSE |  |  | 0 | NULL
1.11.14 | 13007320616 | UNIVERSAL STOPPER (EU ENCL PLATE), RED WITH FIRE LABEL, MODEL: STI-13610-FR - STI | STI | STI-13610-FR | NOS | 1 | 450 | 123 | 0 | 123 | 0 | FALSE |  |  | 0 | NULL
1.11.15 | 13108425153 | RELEASING CONTROL MODULE WITH ISOLATOR (EM-1RMI), MODEL.# 55-053 - FIKE WITH BACKBOX | FIKE | 55-053 | NOS | 1 | 1180 | 322 | 0 | 322 | 0 | FALSE |  |  | 0 | NULL
1.11.16 | 13108625050 | ADDRESSABLE MINI MONITOR MODULE WITH BUILT IN ISOLATOR (EM-1MMI), MODEL: 55-050 - FIKE WITH BACKBOX | FIKE | 55-050 | NOS | 3 | 380 | 104 | 0 | 312 | 0 | FALSE |  |  | 0 | NULL
1.11.17 | 13108625046 | ADDRESSABLE SQUARE MONITOR MODULE 4" WITH ISOLATOR (EM-1SMI), MODEL: 55-046 - FIKE WITH BACKBOX | FIKE | 55-046 | NOS | 6 | 375 | 103 | 0 | 618 | 0 | FALSE |  |  | 0 | NULL
1.11.18 | 13108425015 | SUPERVISED CONTROL MODULE WITH BUILT IN ISOLATOR (EM-1SMI), MODEL: 55-047 - FIKE WITH BACKBOX | FIKE | 55-047 | NOS | 3 | 432 | 118 | 0 | 354 | 0 | FALSE |  |  | 0 | NULL
1.11.19 | 13109925229 | REMOTE POWER SUPPLY UNIT WITH ENCLOSURE AND PCB BOARD, 10A, P/N.# 10-2829-1-0-01-0-1-01 - FIKE | FIKE | 10-2829-1-0-01-0-1-01 | NOS | 1 | 2519 | 687 | 0 | 687 | 0 | FALSE |  |  | 0 | NULL
1.12 |  | OLD AL TAMEER - MECHANICAL COMPONENTS (RESERVE) |  |  |  | 0 | 0 | 0 | 0 | 0 | 0 | FALSE |  |  | 0 | NULL
1.12.1 | 10340512160 | CONTAINER ASSEMBLY 140 LTR (IG100) KIT FILLED WITH MIN 99.9% NITROGEN - 300BAR, MODEL: NFIG100-300-140 FOR NAFFCOINERT UL CLEAN AGENT FIRE SUPPRESSION SYSTEM | NAFFCO | NF-IG100-140-300 | NOS | 5 | 3830 | 1044 | 0 | 5220 | 0 | FALSE |  |  | 0 | NULL
1.12.2 | 10341512065 | PRESSURE GAUGE, M10 X 1 MALE THREADED WITH SWITCH FOR IG100 INERT GAS SYSTEM WITH 0-6100 PSI, SWITCH POINT 3743 PSI, P.N.# 029720215 FOR NAFFCOINERT UL CLEAN AGENT FIRE SUPPRESSION SYSTEM | NAFFCO | 029720215 | NOS | 5 | 340 | 93 | 0 | 465 | 0 | FALSE |  |  | 0 | NULL
1.12.3 | 10341512236 | CONSTANT DISCHARGE PRESSURE REGULATOR WITH 12MM ORIFICE SIZE, MAXIMUM INLET PRESSURE 360 BAR, INLET W 21.8 X 1/14" DIN 477 & OUTLET W 21.8 X 1/14" DIN 477, P/N.# B08400003-NF FOR UL LISTED FIRE SUPPRESSION SYSTEM (REF.# 10341512235) | NAFFCO | B08400003-NF | NOS | 5 | 600 | 164 | 0 | 820 | 0 | FALSE |  |  | 0 | NULL
1.12.4 | 10341512133 | ELECTRO MAGNETIC DEVICE WITH DIODE, INLET THREADED TO M42 X 1.5, 24V DC, 0.5 A, IP 65 RATED, P/N.# B04425146 FOR UL LISTED FIRE SUPPRESSION SYSTEM (REFER ITEM.# 10341512136) | NAFFCO | B04425148 | NOS | 1 | 790 | 216 | 0 | 216 | 0 | FALSE |  |  | 0 | NULL
1.12.5 | 10341512120 | MANUAL / PNEUMATIC RELEASE DEVICE, WP 300 BAR, INLET THREADED TO M42 X 1.5, PNEUMATIC LINE CONNECTION G 1/8", P/N.# B04420065-NF FOR UL LISTED FIRE SUPPRESSION SYSTEM | NAFFCO | B04420065 | NOS | 1 | 120 | 33 | 0 | 33 | 0 | FALSE |  |  | 0 | NULL
1.12.6 | 10341512122 | PNEUMATIC RELEASE DEVICE, WP 300 BAR, INLET THREADED TO M42 X 1.5, PNEUMATIC LINE CONNECTION G 1/8", P/N.# B04420066NF FOR UL LISTED FIRE SUPPRESSION SYSTEM | NAFFCO | B04420066 | NOS | 4 | 80 | 22 | 0 | 88 | 0 | FALSE |  |  | 0 | NULL
1.12.7 | 10343512025 | DISCHARGE HOSE, DN16, WP 350 BAR, B/P 1400 BAR, 400MM LENGTH, INLET FEMALE THREAD TO W 21.8 X 1/14" TO DIN 477 & OUTLET FEMALE THREAD TO G 3/4", P/N.# B06920225-NF FOR NAFFCOINERT UL CLEAN AGENT FIRE SUPPRESSION SYSTEM | NAFFCO | B06920225-NF | NOS | 5 | 180 | 50 | 0 | 250 | 0 | FALSE |  |  | 0 | NULL
1.12.8 | 10343012208 | MANIFOLD CHECK VALVE, BRASS, MAX W/P 100 BAR, TP 150 BAR, HOSE CONNECTION THREAD G3/4", MANIFOLD CONNECTION THREAD R1" DN12, P/N.# B04600008-NF FOR UL LISTED FIRE SUPPRESSION SYSTEM | NAFFCO | B04600008 | NOS | 5 | 130 | 36 | 0 | 180 | 0 | FALSE |  |  | 0 | NULL
1.12.9 | 10343512032 | PILOT HOSE, SYNTHETIC RUBBER OIL RESISTANT W/STRAIGHT FITTINGS M12 X 1.5 FEMALE THREAD IN BOTH ENDS, 700MM LONG, W/P 400 BAR, B/P 1600 BAR, TEMP RANGE: -40 C. TO 100 C, P/N.# B06920212 FOR UL LISTED FIRE SUPPRESSION SYSTEM | NAFFCO | B06920212-NF | NOS | 1 | 70 | 20 | 0 | 20 | 0 | FALSE |  |  | 0 | NULL
1.12.10 | 10343512033 | PILOT HOSE, SYNTHETIC RUBBER OIL RESISTANT W/STRAIGHT FITTINGS M12 X 1.5 FEMALE THREAD IN BOTH ENDS, 500MM LONG, W/P 400 BAR, B/P 1600 BAR, TEMP RANGE: -40 C. TO 100 C, P/N.# B06920213 FOR UL LISTED FIRE SUPPRESSION SYSTEM | NAFFCO | B06920213-NF | NOS | 3 | 70 | 20 | 0 | 60 | 0 | FALSE |  |  | 0 | NULL
1.12.11 | 10349012606 | CONNECTING ADAPTOR, M12 X 1.5 MALE THREADED & G 1/8" MALE THREADED, P/N.# 029510006 FOR UL LISTED FIRE SUPPRESSION SYSTEM | NAFFCO | 029510006 | NOS | 8 | 20 | 6 | 0 | 48 | 0 | FALSE |  |  | 0 | NULL
1.12.12 | 10346012640 | BLEED VALVE, P/N.# 029730040-NF FOR UL LISTED FIRE SUPPRESSION SYSTEM | NAFFCO | 029730040 | NOS | 1 | 170 | 47 | 0 | 47 | 0 | FALSE |  |  | 0 | NULL
1.12.13 | 10344012325 | MANIFOLD FOR 5 CYLINDER NAFFCOINERT UL CLEAN AGENT FIRE SUPPRESSION SYSTEM, 360 DIA CYLINDER, P/N.# NFIG-360-SRM5 - NAFFCO | NAFFCO | NFIG-360-SRM5 | NOS | 1 | 1060 | 289 | 0 | 289 | 0 | FALSE |  |  | 0 | NULL
1.12.14 | 10344212255 | RACK ASSEMBLY FOR 5 CYLINDERS, SINGLE ROW, FLOOR MOUNTING TYPE, CYLINDER DIA: 267MM, CAPACITY: 67L, 80L & 140L, PRESSURE RATING: 200 / 300BAR, MODEL: NFIG-RA01-005F FOR NAFFCOINERT UL CLEAN AGENT FIRE SUPPRESSION SYSTEM - NAFFCO | NAFFCO | NFIG-RA01-005F | NOS | 1 | 500 | 137 | 0 | 137 | 0 | FALSE |  |  | 0 | NULL
1.12.15 | 15466240162 | PRESSURE RELIEF DAMPER, SIZE: 620 X 620 X 120MM, MODEL: SHXUN500 - AFP | AFP | SHXUN500 - AFP | NOS | 1 | 3206 | 874 | 0 | 874 | 0 | FALSE |  |  | 0 | NULL
1.12.16 | 15469040163 | WEATHER LOUVER, SIZE: 630 X 630MM, MODEL: DWL500 - AFP | AFP | DWL500 - AFP | NOS | 1 | 931 | 254 | 0 | 254 | 0 | FALSE |  |  | 0 | NULL
1.13 |  | RADIO STATION - MECHANICAL COMPONENTS (MAIN) |  |  |  | 0 | 0 | 0 | 0 | 0 | 0 | FALSE |  |  | 0 | NULL
1.13.1 | 10340512160 | CONTAINER ASSEMBLY 140 LTR (IG100) KIT FILLED WITH MIN 99.9% NITROGEN - 300BAR, MODEL: NFIG100-300-140 FOR NAFFCOINERT UL CLEAN AGENT FIRE SUPPRESSION SYSTEM | NAFFCO | NF-IG100-140-300 | NOS | 5 | 3830 | 1044 | 0 | 5220 | 0 | FALSE |  |  | 0 | NULL
1.13.2 | 10341512065 | PRESSURE GAUGE, M10 X 1 MALE THREADED WITH SWITCH FOR IG100 INERT GAS SYSTEM WITH 0-6100 PSI, SWITCH POINT 3743 PSI, P.N.# 029720215 FOR NAFFCOINERT UL CLEAN AGENT FIRE SUPPRESSION SYSTEM | NAFFCO | 029720215 | NOS | 5 | 340 | 93 | 0 | 465 | 0 | FALSE |  |  | 0 | NULL
1.13.3 | 10341512236 | CONSTANT DISCHARGE PRESSURE REGULATOR WITH 12MM ORIFICE SIZE, MAXIMUM INLET PRESSURE 360 BAR, INLET W 21.8 X 1/14" DIN 477 & OUTLET W 21.8 X 1/14" DIN 477, P/N.# B08400003-NF FOR UL LISTED FIRE SUPPRESSION SYSTEM (REF.# 10341512235) | NAFFCO | B08400003-NF | NOS | 5 | 600 | 164 | 0 | 820 | 0 | FALSE |  |  | 0 | NULL
1.13.4 | 10341512133 | ELECTRO MAGNETIC DEVICE WITH DIODE, INLET THREADED TO M42 X 1.5, 24V DC, 0.5 A, IP 65 RATED, P/N.# B04425146 FOR UL LISTED FIRE SUPPRESSION SYSTEM (REFER ITEM.# 10341512136) | NAFFCO | B04425148 | NOS | 2 | 790 | 216 | 0 | 432 | 0 | FALSE |  |  | 0 | NULL
1.13.5 | 10349012810 | RESET TOOL FOR ELECTRO MAGNETIC DEVICE FOR INERT GAS SYSTEM, P/N.# 029210064 (OLD P/N.# 023000064) - NAFFCO | NAFFCO | 029210064 (023000064) | NOS | 1 | 110 | 30 | 0 | 30 | 0 | FALSE |  |  | 0 | NULL
1.13.6 | 10341512120 | MANUAL / PNEUMATIC RELEASE DEVICE, WP 300 BAR, INLET THREADED TO M42 X 1.5, PNEUMATIC LINE CONNECTION G 1/8", P/N.# B04420065-NF FOR UL LISTED FIRE SUPPRESSION SYSTEM | NAFFCO | B04420065 | NOS | 2 | 120 | 33 | 0 | 66 | 0 | FALSE |  |  | 0 | NULL
1.13.7 | 10341512122 | PNEUMATIC RELEASE DEVICE, WP 300 BAR, INLET THREADED TO M42 X 1.5, PNEUMATIC LINE CONNECTION G 1/8", P/N.# B04420066NF FOR UL LISTED FIRE SUPPRESSION SYSTEM | NAFFCO | B04420066 | NOS | 3 | 80 | 22 | 0 | 66 | 0 | FALSE |  |  | 0 | NULL
1.13.8 | 10343512025 | DISCHARGE HOSE, DN16, WP 350 BAR, B/P 1400 BAR, 400MM LENGTH, INLET FEMALE THREAD TO W 21.8 X 1/14" TO DIN 477 & OUTLET FEMALE THREAD TO G 3/4", P/N.# B06920225-NF FOR NAFFCOINERT UL CLEAN AGENT FIRE SUPPRESSION SYSTEM | NAFFCO | B06920225-NF | NOS | 5 | 180 | 50 | 0 | 250 | 0 | FALSE |  |  | 0 | NULL
1.13.9 | 10343012208 | MANIFOLD CHECK VALVE, BRASS, MAX W/P 100 BAR, TP 150 BAR, HOSE CONNECTION THREAD G3/4", MANIFOLD CONNECTION THREAD R1" DN12, P/N.# B04600008-NF FOR UL LISTED FIRE SUPPRESSION SYSTEM | NAFFCO | B04600008 | NOS | 5 | 130 | 36 | 0 | 180 | 0 | FALSE |  |  | 0 | NULL
1.13.10 | 10343512032 | PILOT HOSE, SYNTHETIC RUBBER OIL RESISTANT W/STRAIGHT FITTINGS M12 X 1.5 FEMALE THREAD IN BOTH ENDS, 700MM LONG, W/P 400 BAR, B/P 1600 BAR, TEMP RANGE: -40 C. TO 100 C, P/N.# B06920212 FOR UL LISTED FIRE SUPPRESSION SYSTEM | NAFFCO | B06920212-NF | NOS | 2 | 70 | 20 | 0 | 40 | 0 | FALSE |  |  | 0 | NULL
1.13.11 | 10343512033 | PILOT HOSE, SYNTHETIC RUBBER OIL RESISTANT W/STRAIGHT FITTINGS M12 X 1.5 FEMALE THREAD IN BOTH ENDS, 500MM LONG, W/P 400 BAR, B/P 1600 BAR, TEMP RANGE: -40 C. TO 100 C, P/N.# B06920213 FOR UL LISTED FIRE SUPPRESSION SYSTEM | NAFFCO | B06920213-NF | NOS | 2 | 70 | 20 | 0 | 40 | 0 | FALSE |  |  | 0 | NULL
1.13.12 | 10349012606 | CONNECTING ADAPTOR, M12 X 1.5 MALE THREADED & G 1/8" MALE THREADED, P/N.# 029510006 FOR UL LISTED FIRE SUPPRESSION SYSTEM | NAFFCO | 029510006 | NOS | 8 | 20 | 6 | 0 | 48 | 0 | FALSE |  |  | 0 | NULL
1.13.13 | 10346012640 | BLEED VALVE, P/N.# 029730040-NF FOR UL LISTED FIRE SUPPRESSION SYSTEM | NAFFCO | 029730040 | NOS | 2 | 170 | 47 | 0 | 94 | 0 | FALSE |  |  | 0 | NULL
1.13.14 | 10344012325 | MANIFOLD FOR 5 CYLINDER NAFFCOINERT UL CLEAN AGENT FIRE SUPPRESSION SYSTEM, 360 DIA CYLINDER, P/N.# NFIG-360-SRM5 - NAFFCO | NAFFCO | NFIG-360-SRM5 | NOS | 1 | 1060 | 289 | 0 | 289 | 0 | FALSE |  |  | 0 | NULL
1.13.15 | 10344212255 | RACK ASSEMBLY FOR 5 CYLINDERS, SINGLE ROW, FLOOR MOUNTING TYPE, CYLINDER DIA: 267MM, CAPACITY: 67L, 80L & 140L, PRESSURE RATING: 200 / 300BAR, MODEL: NFIG-RA01-005F FOR NAFFCOINERT UL CLEAN AGENT FIRE SUPPRESSION SYSTEM - NAFFCO | NAFFCO | NFIG-RA01-005F | NOS | 1 | 500 | 137 | 0 | 137 | 0 | FALSE |  |  | 0 | NULL
1.13.16 | 10344253110 | SELECTOR VALVE 1" (25MM) W/NPT 1000 PSI SS316 C/W PNUEMATIC ACTUATOR RAT052-DA, LIMIT SWITCH IP67 RES-210N, SOLENOID 4V310-08B NAMUR-24VDC 50/60HZ FULL ASSEMBLY - NAFFCO | NAFFCO | NF-SVA25 | NOS | 2 | 680 | 186 | 0 | 372 | 0 | FALSE |  |  | 0 | NULL
1.13.17 | 10344253115 | SELECTOR VALVE 1-1/2" (40MM) W/NPT 1000 PSI SS316 C/W PNUEMATIC ACTUATOR AT063-DA, LIMIT SWITCH IP67 RES-210N, SOLENOID 4V310-08B NAMUR-24VDC 50/60HZ FULL ASSEMBLY - NAFFCO | NAFFCO | NF-SVA40 | NOS | 1 | 1110 | 303 | 0 | 303 | 0 | FALSE |  |  | 0 | NULL
1.13.18 | 1034201XXXX | DISCHARGE NOZZLE | NAFFCO | B046111XXX | NOS | 6 | 180 | 50 | 0 | 300 | 0 | FALSE |  |  | 0 | NULL
1.13.19 | 10341512137 | PRESSURE RELIEF DEVICE FOR MANIFOLD, P/N.# 029730037 FOR NAFFCOINERT UL CLEAN AGENT FIRE SUPPRESSION SYSTEM | NAFFCO | 029730037 | NOS | 1 | 1900 | 518 | 0 | 518 | 0 | FALSE |  |  | 0 | NULL
1.13.20 | 10341512022 | PRESSURE & FLOW DETECTOR SWITCH, P/N.# 028250050 FOR NAFFCOINERT UL CLEAN AGENT FIRE SUPPRESSION SYSTEM | NAFFCO | 028250050 | NOS | 3 | 690 | 189 | 0 | 567 | 0 | FALSE |  |  | 0 | NULL
1.13.21 |  | WARNING SIGN (3 NOS) | NAFFCO |  | SET | 3 | 300 | 82 | 0 | 246 | 0 | FALSE |  |  | 0 | NULL
1.14 |  | RADIO STATION - ELECTRICAL COMPONENTS |  |  |  | 0 | 0 | 0 | 0 | 0 | 0 | FALSE |  |  | 0 | NULL
1.14.1 |  | Cheetah Xi Control System w/Lexan Including: Cheetah Xi Controller P/N 10-2542 Transformer 240VAC P/N 02-10882 Red Enclosure P/N 10-2541-R | FIKE | 10-068-R-2-L | SET | 1 | 12000 | 3270 | 0 | 3270 | 0 | FALSE |  |  | 0 | NULL
1.14.2 | 13009725250 | PCB ASSEMBLY RM4 RELAY MODULE FOR SHP PRO PANEL, PART # 10-2204 - FIKE | FIKE | 10-2204 | NOS | 1 | 750 | 205 | 0 | 205 | 0 | FALSE |  |  | 0 | NULL
1.14.3 | 13101825018 | SMOKE DETECTOR, PHOTOELECTRIC WITH BUILT IN ISOLATORS (ED-PI), MODEL: 63-1058 - FIKE | FIKE | 63-1058 | NOS | 12 | 306 | 84 | 0 | 1008 | 0 | FALSE |  |  | 0 | NULL
1.14.4 | 13109925110 | STANDARD DETECTOR BASE 4" WITH BUILT IN ISOLATORS (EBI), MODEL: 63-1061 - FIKE | FIKE | 63-1061 | NOS | 12 | 61 | 17 | 0 | 204 | 0 | FALSE |  |  | 0 | NULL
1.14.5 | 13122825510 | EXPLOSION PROOF HEAT DETECTOR 194F, PROBE TYPE, RATE ANTICIPATED, INTERIOR USE, THERMOTECH, PART.# 60-009 - FIKE | FIKE | 60-009 | NOS | 2 | 450 | 123 | 0 | 246 | 0 | FALSE |  |  | 0 | NULL
1.14.6 |  | REMOTE INDICATOR | FIKE | RA100Z | NOS | 6 | 88 | 24 | 0 | 144 | 0 | FALSE |  |  | 0 | NULL
1.14.7 | 13006438060 | FIRE ALARM BELL 6", MOTOR DRIVEN TYPE, RED COLOUR, 24V DC, 20-30MA CURRENT CONSUMPTION, UL LISTED, MODEL: FB1000C6, SHIELD | SHIELD | FB1000C6 | NOS | 2 | 56 | 16 | 0 | 32 | 0 | FALSE |  |  | 0 | NULL
1.14.8 | 13006738270 | OUTDOOR STROBE ONLY, FIXED 75 CANDELA, WALL MOUNT, SHIPPED WITH GOE ENCLOSURE, RED, UL LISTED, MODEL: SH-STOR - SHIELD | SHIELD | SH-STOR | NOS | 3 | 180 | 50 | 0 | 150 | 0 | FALSE |  |  | 0 | NULL
1.14.9 | 13007138210 | HORN/STROBE, INDOOR, SELECTABLE CANDELA STROBE, WALL MOUNT, RED, UL LISTED, MODEL : SH-HSIR - SHIELD | SHIELD | SH-HSIR | NOS | 2 | 150 | 41 | 0 | 82 | 0 | FALSE |  |  | 0 | NULL
1.14.10 |  | FIRE ALARM HORN (EXPLOSION PROOF) | E2S | DXS1-DC024-A-N-3-A1-R | NOS | 1 | 3250 | 886 | 0 | 886 | 0 | FALSE |  |  | 0 | NULL
1.14.11 |  | FIRE ALARM SOUNDER/ HORN (EXPLOSION PROOF) | E2S | BEXCS11005-DPR-DC024-A-N-3-A1-R-R | NOS | 1 | 7500 | 2044 | 0 | 2044 | 0 | FALSE |  |  | 0 | NULL
1.14.12 | 13006325141 | MAIN TO RESERVE TRANSFER SWITCH FOR SYSTEMS, MODEL.# 10-2967, UL/FM APPROVED - FIKE WITH BACKBOX | FIKE | 10-2967 | SET | 1 | 375 | 103 | 0 | 103 | 0 | FALSE |  |  | 0 | NULL
1.14.13 |  | ABORT SWITCH, MODEL.# 10-2965, UL/FM - FIKEWITH BACKBOX | FIKE | 10-2965 | NOS | 2 | 395 | 108 | 0 | 216 | 0 | FALSE |  |  | 0 | NULL
1.14.14 |  | ABORT SWITCHES COMPLETE WITH BACKBOX (EXPLOSION PROOF) | E2S | GNEXCP7BG/S/D/NA/B/3/A/1/R/N/E470R | NOS | 1 | 3950 | 1077 | 0 | 1077 | 0 | FALSE |  |  | 0 | NULL
1.14.15 | 13105025064 | ADDRESSABLE MANUAL PULL STATION WITH ISOLATOR, RED COLOR, P/N.# 20-1064 - FIKE WITH BACKBOX | FIKE | 20-1064 | NOS | 3 | 360 | 99 | 0 | 297 | 0 | FALSE |  |  | 0 | NULL
1.14.16 |  | COUNTDOWN TIMER WITH MANUAL RELEASE AND ABORT SWITCHES | FIKE | 10-2977 / 02-2273 | NOS | 1 | 1570 | 428 | 0 | 428 | 0 | FALSE |  |  | 0 | NULL
1.14.17 |  | KEYED INPUT SWITCH FOR AUTO/MANUAL OPERATION & ACTIVE/INHHIBIT MODE OPERATION - 10-2969, FIKE WITH BACKBOX | FIKE | 10-2969 | NOS | 3 | 1250 | 341 | 0 | 1023 | 0 | FALSE |  |  | 0 | NULL
1.14.18 | 10341512541 | RELEASING CIRCUIT DISABLE SWITCH,24V DC, UL LISTED, MODEL: RCDS-1 (POTTER) WITH BACKBOX | POTTER | RCDS-1 | NOS | 1 | 225 | 62 | 0 | 62 | 0 | FALSE |  |  | 0 | NULL
1.14.19 | 13007320616 | UNIVERSAL STOPPER (EU ENCL PLATE), RED WITH FIRE LABEL, MODEL: STI-13610-FR - STI | STI | STI-13610-FR | NOS | 3 | 450 | 123 | 0 | 369 | 0 | FALSE |  |  | 0 | NULL
1.14.20 |  | STI POLYCARBONATE ENCLOSURE | STI | STI-7521 | NOS | 1 | 1250 | 341 | 0 | 341 | 0 | FALSE |  |  | 0 | NULL
1.14.21 | 13108425153 | RELEASING CONTROL MODULE WITH ISOLATOR (EM-1RMI), MODEL.# 55-053 - FIKE WITH BACKBOX | FIKE | 55-053 | NOS | 5 | 1180 | 322 | 0 | 1610 | 0 | FALSE |  |  | 0 | NULL
1.14.22 | 13108625050 | ADDRESSABLE MINI MONITOR MODULE WITH BUILT IN ISOLATOR (EM-1MMI), MODEL: 55-050 - FIKE WITH BACKBOX | FIKE | 55-050 | NOS | 7 | 380 | 104 | 0 | 728 | 0 | FALSE |  |  | 0 | NULL
1.14.23 | 13108625046 | ADDRESSABLE SQUARE MONITOR MODULE 4" WITH ISOLATOR (EM-1SMI), MODEL: 55-046 - FIKE WITH BACKBOX | FIKE | 55-046 | NOS | 25 | 375 | 103 | 0 | 2575 | 0 | FALSE |  |  | 0 | NULL
1.14.24 | 13108425015 | SUPERVISED CONTROL MODULE WITH BUILT IN ISOLATOR (EM-1SMI), MODEL: 55-047 - FIKE WITH BACKBOX | FIKE | 55-047 | NOS | 9 | 432 | 118 | 0 | 1062 | 0 | FALSE |  |  | 0 | NULL
1.14.25 | 13109925229 | REMOTE POWER SUPPLY UNIT WITH ENCLOSURE AND PCB BOARD, 10A, P/N.# 10-2829-1-0-01-0-1-01 - FIKE | FIKE | 10-2829-1-0-01-0-1-01 | NOS | 1 | 2519 | 687 | 0 | 687 | 0 | FALSE |  |  | 0 | NULL
1.15 |  | RADIO STATION - MECHANICAL COMPONENTS (RESERVE) |  |  |  | 0 | 0 | 0 | 0 | 0 | 0 | FALSE |  |  | 0 | NULL
1.15.1 | 10340512160 | CONTAINER ASSEMBLY 140 LTR (IG100) KIT FILLED WITH MIN 99.9% NITROGEN - 300BAR, MODEL: NFIG100-300-140 FOR NAFFCOINERT UL CLEAN AGENT FIRE SUPPRESSION SYSTEM | NAFFCO | NF-IG100-140-300 | NOS | 5 | 3830 | 1044 | 0 | 5220 | 0 | FALSE |  |  | 0 | NULL
1.15.2 | 10341512065 | PRESSURE GAUGE, M10 X 1 MALE THREADED WITH SWITCH FOR IG100 INERT GAS SYSTEM WITH 0-6100 PSI, SWITCH POINT 3743 PSI, P.N.# 029720215 FOR NAFFCOINERT UL CLEAN AGENT FIRE SUPPRESSION SYSTEM | NAFFCO | 029720215 | NOS | 5 | 340 | 93 | 0 | 465 | 0 | FALSE |  |  | 0 | NULL
1.15.3 | 10341512236 | CONSTANT DISCHARGE PRESSURE REGULATOR WITH 12MM ORIFICE SIZE, MAXIMUM INLET PRESSURE 360 BAR, INLET W 21.8 X 1/14" DIN 477 & OUTLET W 21.8 X 1/14" DIN 477, P/N.# B08400003-NF FOR UL LISTED FIRE SUPPRESSION SYSTEM (REF.# 10341512235) | NAFFCO | B08400003-NF | NOS | 5 | 600 | 164 | 0 | 820 | 0 | FALSE |  |  | 0 | NULL
1.15.4 | 10341512133 | ELECTRO MAGNETIC DEVICE WITH DIODE, INLET THREADED TO M42 X 1.5, 24V DC, 0.5 A, IP 65 RATED, P/N.# B04425146 FOR UL LISTED FIRE SUPPRESSION SYSTEM (REFER ITEM.# 10341512136) | NAFFCO | B04425148 | NOS | 2 | 790 | 216 | 0 | 432 | 0 | FALSE |  |  | 0 | NULL
1.15.5 | 10341512120 | MANUAL / PNEUMATIC RELEASE DEVICE, WP 300 BAR, INLET THREADED TO M42 X 1.5, PNEUMATIC LINE CONNECTION G 1/8", P/N.# B04420065-NF FOR UL LISTED FIRE SUPPRESSION SYSTEM | NAFFCO | B04420065 | NOS | 2 | 120 | 33 | 0 | 66 | 0 | FALSE |  |  | 0 | NULL
1.15.6 | 10341512122 | PNEUMATIC RELEASE DEVICE, WP 300 BAR, INLET THREADED TO M42 X 1.5, PNEUMATIC LINE CONNECTION G 1/8", P/N.# B04420066NF FOR UL LISTED FIRE SUPPRESSION SYSTEM | NAFFCO | B04420066 | NOS | 3 | 80 | 22 | 0 | 66 | 0 | FALSE |  |  | 0 | NULL
1.15.7 | 10343512025 | DISCHARGE HOSE, DN16, WP 350 BAR, B/P 1400 BAR, 400MM LENGTH, INLET FEMALE THREAD TO W 21.8 X 1/14" TO DIN 477 & OUTLET FEMALE THREAD TO G 3/4", P/N.# B06920225-NF FOR NAFFCOINERT UL CLEAN AGENT FIRE SUPPRESSION SYSTEM | NAFFCO | B06920225-NF | NOS | 5 | 180 | 50 | 0 | 250 | 0 | FALSE |  |  | 0 | NULL
1.15.8 | 10343012208 | MANIFOLD CHECK VALVE, BRASS, MAX W/P 100 BAR, TP 150 BAR, HOSE CONNECTION THREAD G3/4", MANIFOLD CONNECTION THREAD R1" DN12, P/N.# B04600008-NF FOR UL LISTED FIRE SUPPRESSION SYSTEM | NAFFCO | B04600008 | NOS | 5 | 130 | 36 | 0 | 180 | 0 | FALSE |  |  | 0 | NULL
1.15.9 | 10343512032 | PILOT HOSE, SYNTHETIC RUBBER OIL RESISTANT W/STRAIGHT FITTINGS M12 X 1.5 FEMALE THREAD IN BOTH ENDS, 700MM LONG, W/P 400 BAR, B/P 1600 BAR, TEMP RANGE: -40 C. TO 100 C, P/N.# B06920212 FOR UL LISTED FIRE SUPPRESSION SYSTEM | NAFFCO | B06920212-NF | NOS | 2 | 70 | 20 | 0 | 40 | 0 | FALSE |  |  | 0 | NULL
1.15.10 | 10343512033 | PILOT HOSE, SYNTHETIC RUBBER OIL RESISTANT W/STRAIGHT FITTINGS M12 X 1.5 FEMALE THREAD IN BOTH ENDS, 500MM LONG, W/P 400 BAR, B/P 1600 BAR, TEMP RANGE: -40 C. TO 100 C, P/N.# B06920213 FOR UL LISTED FIRE SUPPRESSION SYSTEM | NAFFCO | B06920213-NF | NOS | 2 | 70 | 20 | 0 | 40 | 0 | FALSE |  |  | 0 | NULL
1.15.11 | 10349012606 | CONNECTING ADAPTOR, M12 X 1.5 MALE THREADED & G 1/8" MALE THREADED, P/N.# 029510006 FOR UL LISTED FIRE SUPPRESSION SYSTEM | NAFFCO | 029510006 | NOS | 8 | 20 | 6 | 0 | 48 | 0 | FALSE |  |  | 0 | NULL
1.15.12 | 10346012640 | BLEED VALVE, P/N.# 029730040-NF FOR UL LISTED FIRE SUPPRESSION SYSTEM | NAFFCO | 029730040 | NOS | 1 | 170 | 47 | 0 | 47 | 0 | FALSE |  |  | 0 | NULL
1.15.13 | 10344012325 | MANIFOLD FOR 5 CYLINDER NAFFCOINERT UL CLEAN AGENT FIRE SUPPRESSION SYSTEM, 360 DIA CYLINDER, P/N.# NFIG-360-SRM5 - NAFFCO | NAFFCO | NFIG-360-SRM5 | NOS | 1 | 1060 | 289 | 0 | 289 | 0 | FALSE |  |  | 0 | NULL
1.15.14 | 10344212255 | RACK ASSEMBLY FOR 5 CYLINDERS, SINGLE ROW, FLOOR MOUNTING TYPE, CYLINDER DIA: 267MM, CAPACITY: 67L, 80L & 140L, PRESSURE RATING: 200 / 300BAR, MODEL: NFIG-RA01-005F FOR NAFFCOINERT UL CLEAN AGENT FIRE SUPPRESSION SYSTEM - NAFFCO | NAFFCO | NFIG-RA01-005F | NOS | 1 | 500 | 137 | 0 | 137 | 0 | FALSE |  |  | 0 | NULL
1.15.15 | 15466240142 | PRESSURE RELIEF DAMPER, SIZE: 420 X 420 X 120MM, MODEL: SHXUN300 - AFP | AFP | SHXUN300 - AFP | NOS | 2 | 1736 | 474 | 0 | 948 | 0 | FALSE |  |  | 0 | NULL
1.15.16 | 15466240162 | PRESSURE RELIEF DAMPER, SIZE: 620 X 620 X 120MM, MODEL: SHXUN500 - AFP | AFP | SHXUN500 - AFP | NOS | 1 | 3206 | 874 | 0 | 874 | 0 | FALSE |  |  | 0 | NULL
1.15.17 | 15469040143 | WEATHER LOUVER, SIZE: 430 X 430MM, MODEL: DWL300 - AFP | AFP | DWL300 - AFP | NOS | 2 | 228 | 63 | 0 | 126 | 0 | FALSE |  |  | 0 | NULL
1.15.18 | 15469040163 | WEATHER LOUVER, SIZE: 630 X 630MM, MODEL: DWL500 - AFP | AFP | DWL500 - AFP | NOS | 1 | 931 | 254 | 0 | 254 | 0 | FALSE |  |  | 0 | NULL
1.16 |  | SUBSTATION BUILDING - RADIO STATION - MECHANICAL COMPONENTS (MAIN) |  |  |  | 0 | 0 | 0 | 0 | 0 | 0 | FALSE |  |  | 0 | NULL
1.16.1 | 10340512160 | CONTAINER ASSEMBLY 140 LTR (IG100) KIT FILLED WITH MIN 99.9% NITROGEN - 300BAR, MODEL: NFIG100-300-140 FOR NAFFCOINERT UL CLEAN AGENT FIRE SUPPRESSION SYSTEM | NAFFCO | NF-IG100-140-300 | NOS | 2 | 3830 | 1044 | 0 | 2088 | 0 | FALSE |  |  | 0 | NULL
1.16.2 | 10341512065 | PRESSURE GAUGE, M10 X 1 MALE THREADED WITH SWITCH FOR IG100 INERT GAS SYSTEM WITH 0-6100 PSI, SWITCH POINT 3743 PSI, P.N.# 029720215 FOR NAFFCOINERT UL CLEAN AGENT FIRE SUPPRESSION SYSTEM | NAFFCO | 029720215 | NOS | 2 | 340 | 93 | 0 | 186 | 0 | FALSE |  |  | 0 | NULL
1.16.3 | 10341512236 | CONSTANT DISCHARGE PRESSURE REGULATOR WITH 12MM ORIFICE SIZE, MAXIMUM INLET PRESSURE 360 BAR, INLET W 21.8 X 1/14" DIN 477 & OUTLET W 21.8 X 1/14" DIN 477, P/N.# B08400003-NF FOR UL LISTED FIRE SUPPRESSION SYSTEM (REF.# 10341512235) | NAFFCO | B08400003-NF | NOS | 2 | 600 | 164 | 0 | 328 | 0 | FALSE |  |  | 0 | NULL
1.16.4 | 10341512133 | ELECTRO MAGNETIC DEVICE WITH DIODE, INLET THREADED TO M42 X 1.5, 24V DC, 0.5 A, IP 65 RATED, P/N.# B04425146 FOR UL LISTED FIRE SUPPRESSION SYSTEM (REFER ITEM.# 10341512136) | NAFFCO | B04425148 | NOS | 1 | 790 | 216 | 0 | 216 | 0 | FALSE |  |  | 0 | NULL
1.16.5 | 10349012810 | RESET TOOL FOR ELECTRO MAGNETIC DEVICE FOR INERT GAS SYSTEM, P/N.# 029210064 (OLD P/N.# 023000064) - NAFFCO | NAFFCO | 029210064 (023000064) | NOS | 1 | 110 | 30 | 0 | 30 | 0 | FALSE |  |  | 0 | NULL
1.16.6 | 10341512120 | MANUAL / PNEUMATIC RELEASE DEVICE, WP 300 BAR, INLET THREADED TO M42 X 1.5, PNEUMATIC LINE CONNECTION G 1/8", P/N.# B04420065-NF FOR UL LISTED FIRE SUPPRESSION SYSTEM | NAFFCO | B04420065 | NOS | 1 | 120 | 33 | 0 | 33 | 0 | FALSE |  |  | 0 | NULL
1.16.7 | 10341512122 | PNEUMATIC RELEASE DEVICE, WP 300 BAR, INLET THREADED TO M42 X 1.5, PNEUMATIC LINE CONNECTION G 1/8", P/N.# B04420066NF FOR UL LISTED FIRE SUPPRESSION SYSTEM | NAFFCO | B04420066 | NOS | 1 | 80 | 22 | 0 | 22 | 0 | FALSE |  |  | 0 | NULL
1.16.8 | 10343512025 | DISCHARGE HOSE, DN16, WP 350 BAR, B/P 1400 BAR, 400MM LENGTH, INLET FEMALE THREAD TO W 21.8 X 1/14" TO DIN 477 & OUTLET FEMALE THREAD TO G 3/4", P/N.# B06920225-NF FOR NAFFCOINERT UL CLEAN AGENT FIRE SUPPRESSION SYSTEM | NAFFCO | B06920225-NF | NOS | 2 | 180 | 50 | 0 | 100 | 0 | FALSE |  |  | 0 | NULL
1.16.9 | 10343012208 | MANIFOLD CHECK VALVE, BRASS, MAX W/P 100 BAR, TP 150 BAR, HOSE CONNECTION THREAD G3/4", MANIFOLD CONNECTION THREAD R1" DN12, P/N.# B04600008-NF FOR UL LISTED FIRE SUPPRESSION SYSTEM | NAFFCO | B04600008 | NOS | 2 | 130 | 36 | 0 | 72 | 0 | FALSE |  |  | 0 | NULL
1.16.10 | 10343512032 | PILOT HOSE, SYNTHETIC RUBBER OIL RESISTANT W/STRAIGHT FITTINGS M12 X 1.5 FEMALE THREAD IN BOTH ENDS, 700MM LONG, W/P 400 BAR, B/P 1600 BAR, TEMP RANGE: -40 C. TO 100 C, P/N.# B06920212 FOR UL LISTED FIRE SUPPRESSION SYSTEM | NAFFCO | B06920212-NF | NOS | 1 | 70 | 20 | 0 | 20 | 0 | FALSE |  |  | 0 | NULL
1.16.11 | 10346012640 | BLEED VALVE, P/N.# 029730040-NF FOR UL LISTED FIRE SUPPRESSION SYSTEM | NAFFCO | 029730040 | NOS | 1 | 170 | 47 | 0 | 47 | 0 | FALSE |  |  | 0 | NULL
1.16.12 | 10344012322 | MANIFOLD FOR 2 CYLINDER NAFFCOINERT UL CLEAN AGENT FIRE SUPPRESSION SYSTEM, 360 DIA CYLINDER, P/N.# NFIG-360-SRM2 - NAFFCO | NAFFCO | NFIG-360-SRM2 | NOS | 1 | 630 | 172 | 0 | 172 | 0 | FALSE |  |  | 0 | NULL
1.16.13 | 10344212252 | RACK ASSEMBLY FOR 2 CYLINDERS, SINGLE ROW, FLOOR MOUNTING TYPE, CYLINDER DIA: 267MM, CAPACITY: 67L, 80L & 140L, PRESSURE RATING: 200 / 300BAR, MODEL: NFIG-RA01-002F FOR NAFFCOINERT UL CLEAN AGENT FIRE SUPPRESSION SYSTEM - NAFFCO | NAFFCO | NFIG-RA01-002F | NOS | 1 | 440 | 120 | 0 | 120 | 0 | FALSE |  |  | 0 | NULL
1.16.14 | 10344253110 | SELECTOR VALVE 1" (25MM) W/NPT 1000 PSI SS316 C/W PNUEMATIC ACTUATOR RAT052-DA, LIMIT SWITCH IP67 RES-210N, SOLENOID 4V310-08B NAMUR-24VDC 50/60HZ FULL ASSEMBLY - NAFFCO | NAFFCO | NF-SVA25 | NOS | 2 | 680 | 186 | 0 | 372 | 0 | FALSE |  |  | 0 | NULL
1.16.15 | 1034201XXXX | DISCHARGE NOZZLE | NAFFCO | B046111XXX | NOS | 2 | 180 | 50 | 0 | 100 | 0 | FALSE |  |  | 0 | NULL
1.16.16 | 10341512137 | PRESSURE RELIEF DEVICE FOR MANIFOLD, P/N.# 029730037 FOR NAFFCOINERT UL CLEAN AGENT FIRE SUPPRESSION SYSTEM | NAFFCO | 029730037 | NOS | 1 | 1900 | 518 | 0 | 518 | 0 | FALSE |  |  | 0 | NULL
1.16.17 | 10341512022 | PRESSURE & FLOW DETECTOR SWITCH, P/N.# 028250050 FOR NAFFCOINERT UL CLEAN AGENT FIRE SUPPRESSION SYSTEM | NAFFCO | 028250050 | NOS | 2 | 690 | 189 | 0 | 378 | 0 | FALSE |  |  | 0 | NULL
1.16.18 |  | WARNING SIGN (3 NOS) | NAFFCO |  | SET | 2 | 300 | 82 | 0 | 164 | 0 | FALSE |  |  | 0 | NULL
1.17 |  | SUBSTATION BUILDING - RADIO STATION - ELECTRICAL COMPONENTS |  |  |  | 0 | 0 | 0 | 0 | 0 | 0 | FALSE |  |  | 0 | NULL
1.17.1 |  | Cheetah Xi Control System w/Lexan Including: Cheetah Xi Controller P/N 10-2542 Transformer 240VAC P/N 02-10882 Red Enclosure P/N 10-2541-R | FIKE | 10-068-R-2-L | SET | 1 | 12000 | 3270 | 0 | 3270 | 0 | FALSE |  |  | 0 | NULL
1.17.2 | 13009725250 | PCB ASSEMBLY RM4 RELAY MODULE FOR SHP PRO PANEL, PART # 10-2204 - FIKE | FIKE | 10-2204 | NOS | 1 | 750 | 205 | 0 | 205 | 0 | FALSE |  |  | 0 | NULL
1.17.3 | 13101825018 | SMOKE DETECTOR, PHOTOELECTRIC WITH BUILT IN ISOLATORS (ED-PI), MODEL: 63-1058 - FIKE | FIKE | 63-1058 | NOS | 2 | 306 | 84 | 0 | 168 | 0 | FALSE |  |  | 0 | NULL
1.17.4 | 13109925110 | STANDARD DETECTOR BASE 4" WITH BUILT IN ISOLATORS (EBI), MODEL: 63-1061 - FIKE | FIKE | 63-1061 | NOS | 2 | 61 | 17 | 0 | 34 | 0 | FALSE |  |  | 0 | NULL
1.17.5 | 13122825510 | EXPLOSION PROOF HEAT DETECTOR 194F, PROBE TYPE, RATE ANTICIPATED, INTERIOR USE, THERMOTECH, PART.# 60-009 - FIKE | FIKE | 60-009 | NOS | 2 | 450 | 123 | 0 | 246 | 0 | FALSE |  |  | 0 | NULL
1.17.6 | 13006438060 | FIRE ALARM BELL 6", MOTOR DRIVEN TYPE, RED COLOUR, 24V DC, 20-30MA CURRENT CONSUMPTION, UL LISTED, MODEL: FB1000C6, SHIELD | SHIELD | FB1000C6 | NOS | 1 | 56 | 16 | 0 | 16 | 0 | FALSE |  |  | 0 | NULL
1.17.7 | 13007138210 | HORN/STROBE, INDOOR, SELECTABLE CANDELA STROBE, WALL MOUNT, RED, UL LISTED, MODEL : SH-HSIR - SHIELD | SHIELD | SH-HSIR | NOS | 1 | 150 | 41 | 0 | 41 | 0 | FALSE |  |  | 0 | NULL
1.17.8 |  | FIRE ALARM HORN (EXPLOSION PROOF) | E2S | DXS1-DC024-A-N-3-A1-R | NOS | 1 | 3250 | 886 | 0 | 886 | 0 | FALSE |  |  | 0 | NULL
1.17.9 |  | FIRE ALARM STROBE (EXPLOSION PROOF) | E2S | BEXBGL2-DP-DC024-A-N-3-A1-R-R | NOS | 2 | 3750 | 1022 | 0 | 2044 | 0 | FALSE |  |  | 0 | NULL
1.17.10 |  | FIRE ALARM SOUNDER/ HORN (EXPLOSION PROOF) | E2S | BEXCS11005-DPR-DC024-A-N-3-A1-R-R | NOS | 1 | 7500 | 2044 | 0 | 2044 | 0 | FALSE |  |  | 0 | NULL
1.17.11 | 13006325141 | MAIN TO RESERVE TRANSFER SWITCH FOR SYSTEMS, MODEL.# 10-2967, UL/FM APPROVED - FIKE WITH BACKBOX | FIKE | 10-2967 | SET | 1 | 375 | 103 | 0 | 103 | 0 | FALSE |  |  | 0 | NULL
1.17.12 |  | ABORT SWITCH, MODEL.# 10-2965, UL/FM - FIKEWITH BACKBOX | FIKE | 10-2965 | NOS | 1 | 395 | 108 | 0 | 108 | 0 | FALSE |  |  | 0 | NULL
1.17.13 |  | ABORT SWITCHES COMPLETE WITH BACKBOX (EXPLOSION PROOF) | E2S | GNEXCP7BG/S/D/NA/B/3/A/1/R/N/E470R | NOS | 1 | 3950 | 1077 | 0 | 1077 | 0 | FALSE |  |  | 0 | NULL
1.17.14 |  | MANUAL RELEASE SWITCH WITH BACKBOX (EXPLOSION PROOF) | E2S | D1XCP1PS/D/C/N/A/A/1/R | NOS | 2 | 3950 | 1077 | 0 | 2154 | 0 | FALSE |  |  | 0 | NULL
1.17.15 |  | KEYED INPUT SWITCH FOR AUTO/MANUAL OPERATION & ACTIVE/INHHIBIT MODE OPERATION - 10-2969, FIKE WITH BACKBOX | FIKE | 10-2969 | NOS | 2 | 1250 | 341 | 0 | 682 | 0 | FALSE |  |  | 0 | NULL
1.17.16 | 10341512541 | RELEASING CIRCUIT DISABLE SWITCH,24V DC, UL LISTED, MODEL: RCDS-1 (POTTER) WITH BACKBOX | POTTER | RCDS-1 | NOS | 1 | 225 | 62 | 0 | 62 | 0 | FALSE |  |  | 0 | NULL
1.17.17 | 13108425153 | RELEASING CONTROL MODULE WITH ISOLATOR (EM-1RMI), MODEL.# 55-053 - FIKE WITH BACKBOX | FIKE | 55-053 | NOS | 3 | 1180 | 322 | 0 | 966 | 0 | FALSE |  |  | 0 | NULL
1.17.18 | 13108625050 | ADDRESSABLE MINI MONITOR MODULE WITH BUILT IN ISOLATOR (EM-1MMI), MODEL: 55-050 - FIKE WITH BACKBOX | FIKE | 55-050 | NOS | 5 | 380 | 104 | 0 | 520 | 0 | FALSE |  |  | 0 | NULL
1.17.19 | 13108625046 | ADDRESSABLE SQUARE MONITOR MODULE 4" WITH ISOLATOR (EM-1SMI), MODEL: 55-046 - FIKE WITH BACKBOX | FIKE | 55-046 | NOS | 18 | 375 | 103 | 0 | 1854 | 0 | FALSE |  |  | 0 | NULL
1.17.20 | 13108425015 | SUPERVISED CONTROL MODULE WITH BUILT IN ISOLATOR (EM-1SMI), MODEL: 55-047 - FIKE WITH BACKBOX | FIKE | 55-047 | NOS | 6 | 432 | 118 | 0 | 708 | 0 | FALSE |  |  | 0 | NULL
1.17.21 | 13109925229 | REMOTE POWER SUPPLY UNIT WITH ENCLOSURE AND PCB BOARD, 10A, P/N.# 10-2829-1-0-01-0-1-01 - FIKE | FIKE | 10-2829-1-0-01-0-1-01 | NOS | 1 | 2519 | 687 | 0 | 687 | 0 | FALSE |  |  | 0 | NULL
1.18 |  | SUBSTATION BUILDING - RADIO STATION - MECHANICAL COMPONENTS (RESERVE) |  |  |  | 0 | 0 | 0 | 0 | 0 | 0 | FALSE |  |  | 0 | NULL
1.18.1 | 10340512160 | CONTAINER ASSEMBLY 140 LTR (IG100) KIT FILLED WITH MIN 99.9% NITROGEN - 300BAR, MODEL: NFIG100-300-140 FOR NAFFCOINERT UL CLEAN AGENT FIRE SUPPRESSION SYSTEM | NAFFCO | NF-IG100-140-300 | NOS | 2 | 3830 | 1044 | 0 | 2088 | 0 | FALSE |  |  | 0 | NULL
1.18.2 | 10341512065 | PRESSURE GAUGE, M10 X 1 MALE THREADED WITH SWITCH FOR IG100 INERT GAS SYSTEM WITH 0-6100 PSI, SWITCH POINT 3743 PSI, P.N.# 029720215 FOR NAFFCOINERT UL CLEAN AGENT FIRE SUPPRESSION SYSTEM | NAFFCO | 029720215 | NOS | 2 | 340 | 93 | 0 | 186 | 0 | FALSE |  |  | 0 | NULL
1.18.3 | 10341512236 | CONSTANT DISCHARGE PRESSURE REGULATOR WITH 12MM ORIFICE SIZE, MAXIMUM INLET PRESSURE 360 BAR, INLET W 21.8 X 1/14" DIN 477 & OUTLET W 21.8 X 1/14" DIN 477, P/N.# B08400003-NF FOR UL LISTED FIRE SUPPRESSION SYSTEM (REF.# 10341512235) | NAFFCO | B08400003-NF | NOS | 2 | 600 | 164 | 0 | 328 | 0 | FALSE |  |  | 0 | NULL
1.18.4 | 10341512133 | ELECTRO MAGNETIC DEVICE WITH DIODE, INLET THREADED TO M42 X 1.5, 24V DC, 0.5 A, IP 65 RATED, P/N.# B04425146 FOR UL LISTED FIRE SUPPRESSION SYSTEM (REFER ITEM.# 10341512136) | NAFFCO | B04425148 | NOS | 1 | 790 | 216 | 0 | 216 | 0 | FALSE |  |  | 0 | NULL
1.18.5 | 10341512120 | MANUAL / PNEUMATIC RELEASE DEVICE, WP 300 BAR, INLET THREADED TO M42 X 1.5, PNEUMATIC LINE CONNECTION G 1/8", P/N.# B04420065-NF FOR UL LISTED FIRE SUPPRESSION SYSTEM | NAFFCO | B04420065 | NOS | 1 | 120 | 33 | 0 | 33 | 0 | FALSE |  |  | 0 | NULL
1.18.6 | 10341512122 | PNEUMATIC RELEASE DEVICE, WP 300 BAR, INLET THREADED TO M42 X 1.5, PNEUMATIC LINE CONNECTION G 1/8", P/N.# B04420066NF FOR UL LISTED FIRE SUPPRESSION SYSTEM | NAFFCO | B04420066 | NOS | 1 | 80 | 22 | 0 | 22 | 0 | FALSE |  |  | 0 | NULL
1.18.7 | 10343512025 | DISCHARGE HOSE, DN16, WP 350 BAR, B/P 1400 BAR, 400MM LENGTH, INLET FEMALE THREAD TO W 21.8 X 1/14" TO DIN 477 & OUTLET FEMALE THREAD TO G 3/4", P/N.# B06920225-NF FOR NAFFCOINERT UL CLEAN AGENT FIRE SUPPRESSION SYSTEM | NAFFCO | B06920225-NF | NOS | 2 | 180 | 50 | 0 | 100 | 0 | FALSE |  |  | 0 | NULL
1.18.8 | 10343012208 | MANIFOLD CHECK VALVE, BRASS, MAX W/P 100 BAR, TP 150 BAR, HOSE CONNECTION THREAD G3/4", MANIFOLD CONNECTION THREAD R1" DN12, P/N.# B04600008-NF FOR UL LISTED FIRE SUPPRESSION SYSTEM | NAFFCO | B04600008 | NOS | 2 | 130 | 36 | 0 | 72 | 0 | FALSE |  |  | 0 | NULL
1.18.9 | 10343512032 | PILOT HOSE, SYNTHETIC RUBBER OIL RESISTANT W/STRAIGHT FITTINGS M12 X 1.5 FEMALE THREAD IN BOTH ENDS, 700MM LONG, W/P 400 BAR, B/P 1600 BAR, TEMP RANGE: -40 C. TO 100 C, P/N.# B06920212 FOR UL LISTED FIRE SUPPRESSION SYSTEM | NAFFCO | B06920212-NF | NOS | 1 | 70 | 20 | 0 | 20 | 0 | FALSE |  |  | 0 | NULL
1.18.10 | 10346012640 | BLEED VALVE, P/N.# 029730040-NF FOR UL LISTED FIRE SUPPRESSION SYSTEM | NAFFCO | 029730040 | NOS | 1 | 170 | 47 | 0 | 47 | 0 | FALSE |  |  | 0 | NULL
1.18.11 | 10344012322 | MANIFOLD FOR 2 CYLINDER NAFFCOINERT UL CLEAN AGENT FIRE SUPPRESSION SYSTEM, 360 DIA CYLINDER, P/N.# NFIG-360-SRM2 - NAFFCO | NAFFCO | NFIG-360-SRM2 | NOS | 1 | 630 | 172 | 0 | 172 | 0 | FALSE |  |  | 0 | NULL
1.18.12 | 10344212252 | RACK ASSEMBLY FOR 2 CYLINDERS, SINGLE ROW, FLOOR MOUNTING TYPE, CYLINDER DIA: 267MM, CAPACITY: 67L, 80L & 140L, PRESSURE RATING: 200 / 300BAR, MODEL: NFIG-RA01-002F FOR NAFFCOINERT UL CLEAN AGENT FIRE SUPPRESSION SYSTEM - NAFFCO | NAFFCO | NFIG-RA01-002F | NOS | 1 | 440 | 120 | 0 | 120 | 0 | FALSE |  |  | 0 | NULL
1.18.13 | 15466240142 | PRESSURE RELIEF DAMPER, SIZE: 420 X 420 X 120MM, MODEL: SHXUN300 - AFP | AFP | SHXUN300 - AFP | NOS | 2 | 1736 | 474 | 0 | 948 | 0 | FALSE |  |  | 0 | NULL
1.18.14 | 15469040143 | WEATHER LOUVER, SIZE: 430 X 430MM, MODEL: DWL300 - AFP | AFP | DWL300 - AFP | NOS | 2 | 228 | 63 | 0 | 126 | 0 | FALSE |  |  | 0 | NULL
2 |  | SHIELD FM 200 FIRE EXTINGUISHING SYSTEM, TOTAL FLOODING, MODULAR, 360 PSI - SCADA UPS & BATTERY ROOM @ HANGER AS-10 |  |  |  | 0 | 0 | 0 | 0 | 0 | 0 | FALSE |  |  | 0 | NULL
2.1 |  | MECHANICAL COMPONENTS (MAIN) |  |  |  | 0 | 0 | 0 | 0 | 0 | 0 | FALSE |  |  | 0 | NULL
2.1.1 |  | SHIELD200 16.7L Cylinder Assembly (8.4kg-20.0kg) Complete with 1" Valve and Pressure Gauge, Pressure Switch, Cylinder Label & Bracket Without LLI | SHIELD | SD-17HFC-01 | SET | 1 | 2850 | 777 | 0 | 777 | 0 | FALSE |  |  | 0 | NULL
2.1.2 |  | CYLINDER MOUNTING STRAP - SD-CBKT-400 | SHIELD | SD-CBKT-400 | NOS | 1 | 247 | 68 | 0 | 68 | 0 | FALSE |  |  | 0 | NULL
2.1.3 |  | SHIELD200 (SD-HFC227ea) Agent (PER KG) | SHIELD | SD-HFC-227ea | KG | 9 | 70 | 20 | 0 | 180 | 0 | FALSE |  |  | 0 | NULL
2.1.5 |  | Removable Electric Actuator c/w Supervisory Switch, 1 Inch Connection | SHIELD | SD-REA-SS | NOS | 1 | 1690 | 461 | 0 | 461 | 0 | FALSE |  |  | 0 | NULL
2.1.6 |  | Manual Actuator with Push to operate | SHIELD | SD-MA0025 | NOS | 1 | 200 | 55 | 0 | 55 | 0 | FALSE |  |  | 0 | NULL
2.1.7 |  | DISCHARGE PRESSURE SWITCH | SHIELD | SD-DPS-B6-95-1 | NOS | 1 | 300 | 82 | 0 | 82 | 0 | FALSE |  |  | 0 | NULL
2.1.8 |  | Discharge Hose 1 Inch (25MM) with Female Swivel Fittings | SHIELD | SD-DH0025 | NOS | 1 | 110 | 30 | 0 | 30 | 0 | FALSE |  |  | 0 | NULL
2.1.9 |  | 1 Inch (25MM) Check Valve | SHIELD | SD-CV0025 | NOS | 1 | 320 | 88 | 0 | 88 | 0 | FALSE |  |  | 0 | NULL
2.1.11 |  | MANIFOLD FOR 2 CYLINDER | SHIELD | SD-MF80-65-2 | NOS | 1 | 650 | 178 | 0 | 178 | 0 | FALSE |  |  | 0 | NULL
2.1.12 |  | DISCHARGE NOZZLE | SHIELD | SD-N-XXX-XX | NOS | 1 | 200 | 55 | 0 | 55 | 0 | FALSE |  |  | 0 | NULL
2.1.13 |  | FM200 WARNING SIGNAGE | SHIELD |  | SET | 1 | 300 | 82 | 0 | 82 | 0 | FALSE |  |  | 0 | NULL
2.1.14 |  | FK-5-1-12 Cylinder Lebel 280x180 - UL/FM Approved | SHIELD |  | NOS | 1 | 60 | 17 | 0 | 17 | 0 | FALSE |  |  | 0 | NULL
2.2 |  | MECHANICAL COMPONENTS (MAIN) |  |  |  | 0 | 0 | 0 | 0 | 0 | 0 | FALSE |  |  | 0 | NULL
2.2.1 |  | SHIELD200 16.7L Cylinder Assembly (8.4kg-20.0kg) Complete with 1" Valve and Pressure Gauge, Pressure Switch, Cylinder Label & Bracket Without LLI | SHIELD | SD-17HFC-01 | SET | 1 | 2850 | 777 | 0 | 777 | 0 | FALSE |  |  | 0 | NULL
2.2.2 |  | CYLINDER MOUNTING STRAP - SD-CBKT-400 | SHIELD | SD-CBKT-400 | NOS | 1 | 247 | 68 | 0 | 68 | 0 | FALSE |  |  | 0 | NULL
2.2.3 |  | SHIELD200 (SD-HFC227ea) Agent (PER KG) | SHIELD | SD-HFC-227ea | KG | 9 | 70 | 20 | 0 | 180 | 0 | FALSE |  |  | 0 | NULL
2.2.4 |  | Removable Electric Actuator c/w Supervisory Switch, 1 Inch Connection | SHIELD | SD-REA-SS | NOS | 1 | 1690 | 461 | 0 | 461 | 0 | FALSE |  |  | 0 | NULL
2.2.5 |  | Manual Actuator with Push to operate | SHIELD | SD-MA0025 | NOS | 1 | 200 | 55 | 0 | 55 | 0 | FALSE |  |  | 0 | NULL
2.2.6 |  | Discharge Hose 1 Inch (25MM) with Female Swivel Fittings | SHIELD | SD-DH0025 | NOS | 1 | 110 | 30 | 0 | 30 | 0 | FALSE |  |  | 0 | NULL
2.2.7 |  | 1 Inch (25MM) Check Valve | SHIELD | SD-CV0025 | NOS | 1 | 320 | 88 | 0 | 88 | 0 | FALSE |  |  | 0 | NULL
2.3 |  | ELECTRICAL COMPONENTS |  |  |  | 0 | 0 | 0 | 0 | 0 | 0 | FALSE |  |  | 0 | NULL
2.3.1 |  | Cheetah Xi Control System w/Lexan Including: Cheetah Xi Controller P/N 10-2542 Transformer 240VAC P/N 02-10882 Red Enclosure P/N 10-2541-R | FIKE | 10-068-R-2-L | SET | 1 | 12000 | 3270 | 0 | 3270 | 0 | FALSE |  |  | 0 | NULL
2.3.2 | 13009725250 | PCB ASSEMBLY RM4 RELAY MODULE FOR SHP PRO PANEL, PART # 10-2204 - FIKE | FIKE | 10-2204 | NOS | 1 | 750 | 205 | 0 | 205 | 0 | FALSE |  |  | 0 | NULL
2.3.3 | 13122825510 | EXPLOSION PROOF HEAT DETECTOR 194F, PROBE TYPE, RATE ANTICIPATED, INTERIOR USE, THERMOTECH, PART.# 60-009 - FIKE | FIKE | 60-009 | NOS | 2 | 450 | 123 | 0 | 246 | 0 | FALSE |  |  | 0 | NULL
2.3.4 |  | FIRE ALARM HORN (EXPLOSION PROOF) | E2S | DXS1-DC024-A-N-3-A1-R | NOS | 1 | 3250 | 886 | 0 | 886 | 0 | FALSE |  |  | 0 | NULL
2.3.5 |  | FIRE ALARM SOUNDER/ HORN (EXPLOSION PROOF) | E2S | BEXCS11005-DPR-DC024-A-N-3-A1-R-R | NOS | 1 | 7500 | 2044 | 0 | 2044 | 0 | FALSE |  |  | 0 | NULL
2.3.6 | 13006738270 | OUTDOOR STROBE ONLY, FIXED 75 CANDELA, WALL MOUNT, SHIPPED WITH GOE ENCLOSURE, RED, UL LISTED, MODEL: SH-STOR - SHIELD | SHIELD | SH-STOR | NOS | 1 | 180 | 50 | 0 | 50 | 0 | FALSE |  |  | 0 | NULL
2.3.7 | 13006325141 | MAIN TO RESERVE TRANSFER SWITCH FOR SYSTEMS, MODEL.# 10-2967, UL/FM APPROVED - FIKE WITH BACKBOX | FIKE | 10-2967 | SET | 1 | 375 | 103 | 0 | 103 | 0 | FALSE |  |  | 0 | NULL
2.3.8 |  | ABORT SWITCHES COMPLETE WITH BACKBOX (EXPLOSION PROOF) | E2S | GNEXCP7BG/S/D/NA/B/3/A/1/R/N/E470R | NOS | 1 | 3950 | 1077 | 0 | 1077 | 0 | FALSE |  |  | 0 | NULL
2.3.9 | 13105025064 | ADDRESSABLE MANUAL PULL STATION WITH ISOLATOR, RED COLOR, P/N.# 20-1064 - FIKE WITH BACKBOX | FIKE | 20-1064 | NOS | 1 | 360 | 99 | 0 | 99 | 0 | FALSE |  |  | 0 | NULL
2.3.10 |  | KEYED INPUT SWITCH FOR AUTO/MANUAL OPERATION & ACTIVE/INHHIBIT MODE OPERATION - 10-2969, FIKE WITH BACKBOX | FIKE | 10-2969 | NOS | 1 | 1250 | 341 | 0 | 341 | 0 | FALSE |  |  | 0 | NULL
2.3.11 | 10341512541 | RELEASING CIRCUIT DISABLE SWITCH,24V DC, UL LISTED, MODEL: RCDS-1 (POTTER) WITH BACKBOX | POTTER | RCDS-1 | NOS | 1 | 225 | 62 | 0 | 62 | 0 | FALSE |  |  | 0 | NULL
2.3.12 | 13007320616 | UNIVERSAL STOPPER (EU ENCL PLATE), RED WITH FIRE LABEL, MODEL: STI-13610-FR - STI | STI | STI-13610-FR | NOS | 1 | 450 | 123 | 0 | 123 | 0 | FALSE |  |  | 0 | NULL
2.3.13 | 13108425153 | RELEASING CONTROL MODULE WITH ISOLATOR (EM-1RMI), MODEL.# 55-053 - FIKE WITH BACKBOX | FIKE | 55-053 | NOS | 1 | 1180 | 322 | 0 | 322 | 0 | FALSE |  |  | 0 | NULL
2.3.14 | 13108625050 | ADDRESSABLE MINI MONITOR MODULE WITH BUILT IN ISOLATOR (EM-1MMI), MODEL: 55-050 - FIKE WITH BACKBOX | FIKE | 55-050 | NOS | 2 | 380 | 104 | 0 | 208 | 0 | FALSE |  |  | 0 | NULL
2.3.15 | 13108625046 | ADDRESSABLE SQUARE MONITOR MODULE 4" WITH ISOLATOR (EM-1SMI), MODEL: 55-046 - FIKE WITH BACKBOX | FIKE | 55-046 | NOS | 10 | 375 | 103 | 0 | 1030 | 0 | FALSE |  |  | 0 | NULL
2.3.16 | 13108425015 | SUPERVISED CONTROL MODULE WITH BUILT IN ISOLATOR (EM-1SMI), MODEL: 55-047 - FIKE WITH BACKBOX | FIKE | 55-047 | NOS | 3 | 432 | 118 | 0 | 354 | 0 | FALSE |  |  | 0 | NULL
2.3.17 | 13109925229 | REMOTE POWER SUPPLY UNIT WITH ENCLOSURE AND PCB BOARD, 10A, P/N.# 10-2829-1-0-01-0-1-01 - FIKE | FIKE | 10-2829-1-0-01-0-1-01 | NOS | 1 | 2519 | 687 | 0 | 687 | 0 | FALSE |  |  | 0 | NULL
2.3.18 | 15466240142 | PRESSURE RELIEF DAMPER, SIZE: 420 X 420 X 120MM, MODEL: SHXUN300 - AFP | AFP | SHXUN300 - AFP | NOS | 1 | 1736 | 474 | 0 | 474 | 0 | FALSE |  |  | 0 | NULL
2.3.19 | 15469040143 | WEATHER LOUVER, SIZE: 430 X 430MM, MODEL: DWL300 - AFP | AFP | DWL300 - AFP | NOS | 1 | 228 | 63 | 0 | 63 | 0 | FALSE |  |  | 0 | NULL