## R4
SLNO | ItemCode | ItemName | Brand | Model | UOM | Qty | UnitPriceAED | UnitPrice | Margin | Amount |  | Unitweight | Optional | COO | DeliveryStatus | CRMProductId | CRMProduct
1 |  | CRUDE LAB |  |  |  | 0 | 0 | 0 | 0 | 0 | 76136 | 0 | FALSE |  |  | 0 | NULL
1.1 |  | MAIN |  |  |  | 0 | 0 | 0 | 0 | 0 |  | 0 | FALSE |  |  | 0 | NULL
1.1.1 | 10340512160 | CONTAINER ASSEMBLY 140 LTR (IG100) KIT FILLED WITH MIN 99.9% NITROGEN - 300BAR, MODEL: NFIG100-300-140 FOR NAFFCOINERT UL CLEAN AGENT FIRE SUPPRESSION SYSTEM COMPLETE WITH PRESSURE GAUGE AND CONSTANT DISCHARGE PRESSURE REGULATOR | NAFFCO | NFIG100-300-140 | SETS | 22 | 4770 | 1365 | 5 | 30030 |  | 0 | FALSE |  |  | 0 | NULL
1.1.2 | 10341512133 | ELECTRO MAGNETIC DEVICE WITH DIODE, INLET THREADED TO M42 X 1.5, 24V DC, 0.5 A, IP 65 RATED, P/N.# B04425146 FOR UL LISTED FIRE SUPPRESSION SYSTEM (REFER ITEM.# 10341512136) | NAFFCO | B04425148 | NOS | 1 | 790 | 227 | 5 | 227 |  | 0 | FALSE |  |  | 0 | NULL
1.1.3 | 10349012810 | RESET TOOL FOR ELECTRO MAGNETIC DEVICE FOR INERT GAS SYSTEM, P/N.# 029210064 (OLD P/N.# 023000064) - NAFFCO | NAFFCO | 029210064 (023000064) | NOS | 1 | 110 | 32 | 5 | 32 |  | 0 | FALSE |  |  | 0 | NULL
1.1.4 | 10341512520 | MONITORING SWITCH FOR ELECTROMAGNETIC DEVICE FOR UL LISTED NAFFCOINERT SYSTEM, PART NO: 029905200-NF - NAFFCO | NAFFCO | 029905200-NF | NOS | 1 | 609 | 175 | 5 | 175 |  | 0 | FALSE |  |  | 0 | NULL
1.1.5 | 10341512120 | MANUAL / PNEUMATIC RELEASE DEVICE, WP 300 BAR, INLET THREADED TO M42 X 1.5, PNEUMATIC LINE CONNECTION G 1/8", P/N.# B04420065-NF FOR UL LISTED FIRE SUPPRESSION SYSTEM | NAFFCO | B04420065 | NOS | 1 | 120 | 35 | 5 | 35 |  | 0 | FALSE |  |  | 0 | NULL
1.1.6 | 10341512122 | PNEUMATIC RELEASE DEVICE, WP 300 BAR, INLET THREADED TO M42 X 1.5, PNEUMATIC LINE CONNECTION G 1/8", P/N.# B04420066NF FOR UL LISTED FIRE SUPPRESSION SYSTEM | NAFFCO | B04420066 | NOS | 21 | 80 | 23 | 5 | 483 |  | 0 | FALSE |  |  | 0 | NULL
1.1.7 | 10343512025 | DISCHARGE HOSE, DN16, WP 350 BAR, B/P 1400 BAR, 400MM LENGTH, INLET FEMALE THREAD TO W 21.8 X 1/14" TO DIN 477 & OUTLET FEMALE THREAD TO G 3/4", P/N.# B06920225-NF FOR NAFFCOINERT UL CLEAN AGENT FIRE SUPPRESSION SYSTEM | NAFFCO | B06920225-NF | NOS | 22 | 180 | 52 | 5 | 1144 |  | 0 | FALSE |  |  | 0 | NULL
1.1.8 | 10343012208 | MANIFOLD CHECK VALVE, BRASS, MAX W/P 100 BAR, TP 150 BAR, HOSE CONNECTION THREAD G3/4", MANIFOLD CONNECTION THREAD R1" DN12, P/N.# B04600008-NF FOR UL LISTED FIRE SUPPRESSION SYSTEM | NAFFCO | B04600008 | NOS | 22 | 130 | 38 | 5 | 836 |  | 0 | FALSE |  |  | 0 | NULL
1.1.9 | 10343512032 | PILOT HOSE, SYNTHETIC RUBBER OIL RESISTANT W/STRAIGHT FITTINGS M12 X 1.5 FEMALE THREAD IN BOTH ENDS, 700MM LONG, W/P 400 BAR, B/P 1600 BAR, TEMP RANGE: -40 C. TO 100 C, P/N.# B06920212 FOR UL LISTED FIRE SUPPRESSION SYSTEM | NAFFCO | B06920212-NF | NOS | 6 | 70 | 21 | 5 | 126 |  | 0 | FALSE |  |  | 0 | NULL
1.1.10 | 10343512033 | PILOT HOSE, SYNTHETIC RUBBER OIL RESISTANT W/STRAIGHT FITTINGS M12 X 1.5 FEMALE THREAD IN BOTH ENDS, 500MM LONG, W/P 400 BAR, B/P 1600 BAR, TEMP RANGE: -40 C. TO 100 C, P/N.# B06920213 FOR UL LISTED FIRE SUPPRESSION SYSTEM | NAFFCO | B06920213-NF | NOS | 16 | 70 | 21 | 5 | 336 |  | 0 | FALSE |  |  | 0 | NULL
1.1.11 | 10349012606 | CONNECTING ADAPTOR, M12 X 1.5 MALE THREADED & G 1/8" MALE THREADED, P/N.# 029510006 FOR UL LISTED FIRE SUPPRESSION SYSTEM | NAFFCO | P/N # 29510006 | NOS | 44 | 20 | 6 | 5 | 264 |  | 0 | FALSE |  |  | 0 | NULL
1.1.12 | 10346012640 | BLEED VALVE, P/N.# 029730040-NF FOR UL LISTED FIRE SUPPRESSION SYSTEM | NAFFCO | P/N # 29730040 | NOS | 1 | 170 | 49 | 5 | 49 |  | 0 | FALSE |  |  | 0 | NULL
1.1.13 | 10344012203 | MANIFOLD FOR 3 CYLINDER NAFFCOINERT UL CLEAN AGENT FIRE SUPPRESSION SYSTEM, 360 DIA CYLINDER, P/N.# NFIG-360-SRM3 - NAFFCO | NAFFCO | NFIG-360-SRM3 | NOS | 4 | 880 | 252 | 5 | 1008 |  | 0 | FALSE |  |  | 0 | NULL
1.1.14 | 10344012205 | MANIFOLD FOR 5 CYLINDER NAFFCOINERT UL CLEAN AGENT FIRE SUPPRESSION SYSTEM, 360 DIA CYLINDER, P/N.# NFIG-360-SRM5 - NAFFCO |  | NFIG-360-SRM5 | NOS | 2 | 1060 | 304 | 5 | 608 |  | 0 | FALSE |  |  | 0 | NULL
1.1.15 |  | MANIFOLD END CAP - 2" WITH PORT | NAFFCO |  | NOS | 6 | 42 | 13 | 5 | 78 |  | 0 | FALSE |  |  | 0 | NULL
1.1.16 |  | MANIFOLD END CAP - 2" WITHOUT PORT | NAFFCO |  | NOS | 2 | 42 | 13 | 5 | 26 |  | 0 | FALSE |  |  | 0 | NULL
1.1.17 | 10344212380 | RACK ASSEMBLY FOR 10 CYLINDERS, DOUBLE ROW, FLOOR MOUNTING TYPE, CYLINDER DIA: 360MM, CAPACITY: 67L, 80L & 140L, PRESSURE RATING: 200 / 300BAR, MODEL: NFIG-RA02-050F FOR NAFFCOINERT UL CLEAN AGENT FIRE SUPPRESSION SYSTEM - NAFFCO | NAFFCO | NFIG-RA02-050F | NOS | 1 | 680 | 195 | 5 | 195 |  | 0 | FALSE |  |  | 0 | NULL
1.1.18 |  | RACK ASSEMBLY FOR 6 CYLINDERS, DOUBLE ROW, FLOOR MOUNTING TYPE, CYLINDER DIA: 360MM, CAPACITY: 67L, 80L & 140L, PRESSURE RATING: 200 / 300BAR, MODEL: NFIG-RA02-030F FOR NAFFCOINERT UL CLEAN AGENT FIRE SUPPRESSION SYSTEM - NAFFCO | NAFFCO | NFIG-RA02-030F | NOS | 2 | 580 | 166 | 5 | 332 |  | 0 | FALSE |  |  | 0 | NULL
1.1.19 |  | DISCHARGE NOZZLE | NAFFCO | NAFFCO | NOS | 16 | 180 | 52 | 5 | 832 |  | 0 | FALSE |  |  | 0 | NULL
1.1.20 | 10341512137 | PRESSURE RELIEF DEVICE FOR MANIFOLD, P/N.# 029730037 FOR NAFFCOINERT UL CLEAN AGENT FIRE SUPPRESSION SYSTEM | NAFFCO | P/N #29730037 | NOS | 1 | 690 | 198 | 5 | 198 |  | 0 | FALSE |  |  | 0 | NULL
1.1.21 | 10341512022 | PRESSURE & FLOW DETECTOR SWITCH, P/N.# 028250050 FOR NAFFCOINERT UL CLEAN AGENT FIRE SUPPRESSION SYSTEM | NAFFCO | P/N # 28250050 | NOS | 1 | 1900 | 544 | 5 | 544 |  | 0 | FALSE |  |  | 0 | NULL
1.1.22 |  | HYDRAULIC CHECK VALVE 2", NPT FEMALE THREADED, CARBON STEEL, 300 BAR - INTEVA, SPAIN |  | 504.110008BI | NOS | 4 | 441 | 127 | 5 | 508 |  | 0 | FALSE |  |  | 0 | NULL
1.1.23 |  | WARNING SIGN |  |  | SETS | 2 | 300 | 86 | 5 | 172 |  | 0 | FALSE |  |  | 0 | NULL
1.2 |  | RESERVE |  |  |  | 0 | 0 | 0 | 5 | 0 |  | 0 | FALSE |  |  | 0 | NULL
1.2.1 | 10340512160 | CONTAINER ASSEMBLY 140 LTR (IG100) KIT FILLED WITH MIN 99.9% NITROGEN - 300BAR, MODEL: NFIG100-300-140 FOR NAFFCOINERT UL CLEAN AGENT FIRE SUPPRESSION SYSTEM COMPLETE WITH PRESSURE GAUGE AND CONSTANT DISCHARGE PRESSURE REGULATOR | NAFFCO | NFIG100-300-140 | SETS | 22 | 4770 | 1365 | 5 | 30030 |  | 0 | FALSE |  |  | 0 | NULL
1.2.2 | 10341512133 | ELECTRO MAGNETIC DEVICE WITH DIODE, INLET THREADED TO M42 X 1.5, 24V DC, 0.5 A, IP 65 RATED, P/N.# B04425146 FOR UL LISTED FIRE SUPPRESSION SYSTEM (REFER ITEM.# 10341512136) | NAFFCO | B04425148 | NOS | 1 | 790 | 227 | 5 | 227 |  | 0 | FALSE |  |  | 0 | NULL
1.2.3 | 10341512520 | MONITORING SWITCH FOR ELECTROMAGNETIC DEVICE FOR UL LISTED NAFFCOINERT SYSTEM, PART NO: 029905200-NF - NAFFCO | NAFFCO | 029905200-NF | NOS | 1 | 609 | 175 | 5 | 175 |  | 0 | FALSE |  |  | 0 | NULL
1.2.4 | 10341512120 | MANUAL / PNEUMATIC RELEASE DEVICE, WP 300 BAR, INLET THREADED TO M42 X 1.5, PNEUMATIC LINE CONNECTION G 1/8", P/N.# B04420065-NF FOR UL LISTED FIRE SUPPRESSION SYSTEM | NAFFCO | B04420065 | NOS | 1 | 120 | 35 | 5 | 35 |  | 0 | FALSE |  |  | 0 | NULL
1.2.5 | 10341512122 | PNEUMATIC RELEASE DEVICE, WP 300 BAR, INLET THREADED TO M42 X 1.5, PNEUMATIC LINE CONNECTION G 1/8", P/N.# B04420066NF FOR UL LISTED FIRE SUPPRESSION SYSTEM | NAFFCO | B04420066 | NOS | 21 | 80 | 23 | 5 | 483 |  | 0 | FALSE |  |  | 0 | NULL
1.2.6 | 10343512025 | DISCHARGE HOSE, DN16, WP 350 BAR, B/P 1400 BAR, 400MM LENGTH, INLET FEMALE THREAD TO W 21.8 X 1/14" TO DIN 477 & OUTLET FEMALE THREAD TO G 3/4", P/N.# B06920225-NF FOR NAFFCOINERT UL CLEAN AGENT FIRE SUPPRESSION SYSTEM | NAFFCO | B06920225-NF | NOS | 22 | 180 | 52 | 5 | 1144 |  | 0 | FALSE |  |  | 0 | NULL
1.2.7 | 10343012208 | MANIFOLD CHECK VALVE, BRASS, MAX W/P 100 BAR, TP 150 BAR, HOSE CONNECTION THREAD G3/4", MANIFOLD CONNECTION THREAD R1" DN12, P/N.# B04600008-NF FOR UL LISTED FIRE SUPPRESSION SYSTEM | NAFFCO | B04600008 | NOS | 22 | 130 | 38 | 5 | 836 |  | 0 | FALSE |  |  | 0 | NULL
1.2.8 | 10343512032 | PILOT HOSE, SYNTHETIC RUBBER OIL RESISTANT W/STRAIGHT FITTINGS M12 X 1.5 FEMALE THREAD IN BOTH ENDS, 700MM LONG, W/P 400 BAR, B/P 1600 BAR, TEMP RANGE: -40 C. TO 100 C, P/N.# B06920212 FOR UL LISTED FIRE SUPPRESSION SYSTEM | NAFFCO | B06920212-NF | NOS | 6 | 70 | 21 | 5 | 126 |  | 0 | FALSE |  |  | 0 | NULL
1.2.9 | 10343512033 | PILOT HOSE, SYNTHETIC RUBBER OIL RESISTANT W/STRAIGHT FITTINGS M12 X 1.5 FEMALE THREAD IN BOTH ENDS, 500MM LONG, W/P 400 BAR, B/P 1600 BAR, TEMP RANGE: -40 C. TO 100 C, P/N.# B06920213 FOR UL LISTED FIRE SUPPRESSION SYSTEM | NAFFCO | B06920213-NF | NOS | 16 | 70 | 21 | 5 | 336 |  | 0 | FALSE |  |  | 0 | NULL
1.2.10 | 10349012606 | CONNECTING ADAPTOR, M12 X 1.5 MALE THREADED & G 1/8" MALE THREADED, P/N.# 029510006 FOR UL LISTED FIRE SUPPRESSION SYSTEM | NAFFCO | P/N # 29510006 | NOS | 44 | 20 | 6 | 5 | 264 |  | 0 | FALSE |  |  | 0 | NULL
1.2.11 | 10346012640 | BLEED VALVE, P/N.# 029730040-NF FOR UL LISTED FIRE SUPPRESSION SYSTEM | NAFFCO | P/N # 29730040 | NOS | 1 | 170 | 49 | 5 | 49 |  | 0 | FALSE |  |  | 0 | NULL
1.2.12 | 10344012203 | MANIFOLD FOR 3 CYLINDER NAFFCOINERT UL CLEAN AGENT FIRE SUPPRESSION SYSTEM, 360 DIA CYLINDER, P/N.# NFIG-360-SRM3 - NAFFCO | NAFFCO | NFIG-360-SRM3 | NOS | 4 | 880 | 252 | 5 | 1008 |  | 0 | FALSE |  |  | 0 | NULL
1.2.13 | 10344012205 | MANIFOLD FOR 5 CYLINDER NAFFCOINERT UL CLEAN AGENT FIRE SUPPRESSION SYSTEM, 360 DIA CYLINDER, P/N.# NFIG-360-SRM5 - NAFFCO |  | NFIG-360-SRM5 | NOS | 2 | 1060 | 304 | 5 | 608 |  | 0 | FALSE |  |  | 0 | NULL
1.2.14 |  | MANIFOLD END CAP - 2" WITH PORT | NAFFCO |  | NOS | 6 | 42 | 13 | 5 | 78 |  | 0 | FALSE |  |  | 0 | NULL
1.2.15 |  | MANIFOLD END CAP - 2" WITHOUT PORT | NAFFCO |  | NOS | 2 | 42 | 13 | 5 | 26 |  | 0 | FALSE |  |  | 0 | NULL
1.2.16 | 10344212380 | RACK ASSEMBLY FOR 10 CYLINDERS, DOUBLE ROW, FLOOR MOUNTING TYPE, CYLINDER DIA: 360MM, CAPACITY: 67L, 80L & 140L, PRESSURE RATING: 200 / 300BAR, MODEL: NFIG-RA02-050F FOR NAFFCOINERT UL CLEAN AGENT FIRE SUPPRESSION SYSTEM - NAFFCO | NAFFCO | NFIG-RA02-050F | NOS | 1 | 680 | 195 | 5 | 195 |  | 0 | FALSE |  |  | 0 | NULL
1.2.17 |  | RACK ASSEMBLY FOR 6 CYLINDERS, DOUBLE ROW, FLOOR MOUNTING TYPE, CYLINDER DIA: 360MM, CAPACITY: 67L, 80L & 140L, PRESSURE RATING: 200 / 300BAR, MODEL: NFIG-RA02-030F FOR NAFFCOINERT UL CLEAN AGENT FIRE SUPPRESSION SYSTEM - NAFFCO | NAFFCO | NFIG-RA02-030F | NOS | 2 | 580 | 166 | 5 | 332 |  | 0 | FALSE |  |  | 0 | NULL
1.3 |  | MISCELLANEOUS ITEMS |  |  |  | 0 | 0 | 0 | 5 | 0 |  | 0 | FALSE |  |  | 0 | NULL
1.3.1 |  | PRESSURE RELIEF VENT, MODEL SHX-UN1000, AFP AIR TECH LTD | AFP AIRTECH | SHX-UN1000 | NOS | 1 | 5071.8648 | 1452 | 5 | 1452 |  | 0 | FALSE |  |  | 0 | NULL
1.3.2 |  | WEATHERPROOF LOUVERS FOR THE ABOVE PRV (OPTIONAL) | AFP AIRTECH | DWL1000 | NOS | 1 | 1725 | 494 | 5 | 494 |  | 0 | FALSE |  |  | 0 | NULL
2 |  | WATER LAB |  |  |  | 0 | 0 | 0 | 5 | 0 | 61885 | 0 | FALSE |  |  | 0 | NULL
2.1 |  | MAIN |  |  |  | 0 | 0 | 0 | 5 | 0 |  | 0 | FALSE |  |  | 0 | NULL
2.1.1 | 10340512160 | CONTAINER ASSEMBLY 140 LTR (IG100) KIT FILLED WITH MIN 99.9% NITROGEN - 300BAR, MODEL: NFIG100-300-140 FOR NAFFCOINERT UL CLEAN AGENT FIRE SUPPRESSION SYSTEM COMPLETE WITH PRESSURE GAUGE AND CONSTANT DISCHARGE PRESSURE REGULATOR | NAFFCO | NFIG100-300-140 | SETS | 18 | 4770 | 1365 | 5 | 24570 |  | 0 | FALSE |  |  | 0 | NULL
2.1.2 | 10341512133 | ELECTRO MAGNETIC DEVICE WITH DIODE, INLET THREADED TO M42 X 1.5, 24V DC, 0.5 A, IP 65 RATED, P/N.# B04425146 FOR UL LISTED FIRE SUPPRESSION SYSTEM (REFER ITEM.# 10341512136) | NAFFCO | B04425148 | NOS | 1 | 790 | 227 | 5 | 227 |  | 0 | FALSE |  |  | 0 | NULL
2.1.3 | 10349012810 | RESET TOOL FOR ELECTRO MAGNETIC DEVICE FOR INERT GAS SYSTEM, P/N.# 029210064 (OLD P/N.# 023000064) - NAFFCO | NAFFCO | 029210064 (023000064) | NOS | 1 | 110 | 32 | 5 | 32 |  | 0 | FALSE |  |  | 0 | NULL
2.1.4 | 10341512520 | MONITORING SWITCH FOR ELECTROMAGNETIC DEVICE FOR UL LISTED NAFFCOINERT SYSTEM, PART NO: 029905200-NF - NAFFCO | NAFFCO | 029905200-NF | NOS | 1 | 609 | 175 | 5 | 175 |  | 0 | FALSE |  |  | 0 | NULL
2.1.5 | 10341512120 | MANUAL / PNEUMATIC RELEASE DEVICE, WP 300 BAR, INLET THREADED TO M42 X 1.5, PNEUMATIC LINE CONNECTION G 1/8", P/N.# B04420065-NF FOR UL LISTED FIRE SUPPRESSION SYSTEM | NAFFCO | B04420065 | NOS | 1 | 120 | 35 | 5 | 35 |  | 0 | FALSE |  |  | 0 | NULL
2.1.6 | 10341512122 | PNEUMATIC RELEASE DEVICE, WP 300 BAR, INLET THREADED TO M42 X 1.5, PNEUMATIC LINE CONNECTION G 1/8", P/N.# B04420066NF FOR UL LISTED FIRE SUPPRESSION SYSTEM | NAFFCO | B04420066 | NOS | 17 | 80 | 23 | 5 | 391 |  | 0 | FALSE |  |  | 0 | NULL
2.1.7 | 10343512025 | DISCHARGE HOSE, DN16, WP 350 BAR, B/P 1400 BAR, 400MM LENGTH, INLET FEMALE THREAD TO W 21.8 X 1/14" TO DIN 477 & OUTLET FEMALE THREAD TO G 3/4", P/N.# B06920225-NF FOR NAFFCOINERT UL CLEAN AGENT FIRE SUPPRESSION SYSTEM | NAFFCO | B06920225-NF | NOS | 18 | 180 | 52 | 5 | 936 |  | 0 | FALSE |  |  | 0 | NULL
2.1.8 | 10343012208 | MANIFOLD CHECK VALVE, BRASS, MAX W/P 100 BAR, TP 150 BAR, HOSE CONNECTION THREAD G3/4", MANIFOLD CONNECTION THREAD R1" DN12, P/N.# B04600008-NF FOR UL LISTED FIRE SUPPRESSION SYSTEM | NAFFCO | B04600008 | NOS | 18 | 130 | 38 | 5 | 684 |  | 0 | FALSE |  |  | 0 | NULL
2.1.9 | 10343512032 | PILOT HOSE, SYNTHETIC RUBBER OIL RESISTANT W/STRAIGHT FITTINGS M12 X 1.5 FEMALE THREAD IN BOTH ENDS, 700MM LONG, W/P 400 BAR, B/P 1600 BAR, TEMP RANGE: -40 C. TO 100 C, P/N.# B06920212 FOR UL LISTED FIRE SUPPRESSION SYSTEM | NAFFCO | B06920212-NF | NOS | 4 | 70 | 21 | 5 | 84 |  | 0 | FALSE |  |  | 0 | NULL
2.1.10 | 10343512033 | PILOT HOSE, SYNTHETIC RUBBER OIL RESISTANT W/STRAIGHT FITTINGS M12 X 1.5 FEMALE THREAD IN BOTH ENDS, 500MM LONG, W/P 400 BAR, B/P 1600 BAR, TEMP RANGE: -40 C. TO 100 C, P/N.# B06920213 FOR UL LISTED FIRE SUPPRESSION SYSTEM | NAFFCO | B06920213-NF | NOS | 14 | 70 | 21 | 5 | 294 |  | 0 | FALSE |  |  | 0 | NULL
2.1.11 | 10349012606 | CONNECTING ADAPTOR, M12 X 1.5 MALE THREADED & G 1/8" MALE THREADED, P/N.# 029510006 FOR UL LISTED FIRE SUPPRESSION SYSTEM | NAFFCO | P/N # 29510006 | NOS | 36 | 20 | 6 | 5 | 216 |  | 0 | FALSE |  |  | 0 | NULL
2.1.12 | 10346012640 | BLEED VALVE, P/N.# 029730040-NF FOR UL LISTED FIRE SUPPRESSION SYSTEM | NAFFCO | P/N # 29730040 | NOS | 1 | 170 | 49 | 5 | 49 |  | 0 | FALSE |  |  | 0 | NULL
2.1.13 | 10344012254 | MANIFOLD FOR 4 CYLINDER NAFFCOINERT UL CLEAN AGENT FIRE SUPPRESSION SYSTEM, 360 DIA CYLINDER, P/N.# NFIG-360-SRM4 - NAFFCO | NAFFCO | NFIG-360-SRM4 | NOS | 2 | 880 | 252 | 5 | 504 |  | 0 | FALSE |  |  | 0 | NULL
2.1.14 | 10344012205 | MANIFOLD FOR 5 CYLINDER NAFFCOINERT UL CLEAN AGENT FIRE SUPPRESSION SYSTEM, 360 DIA CYLINDER, P/N.# NFIG-360-SRM5 - NAFFCO |  | NFIG-360-SRM5 | NOS | 2 | 1060 | 304 | 5 | 608 |  | 0 | FALSE |  |  | 0 | NULL
2.1.15 |  | MANIFOLD END CAP - 2" WITH PORT | NAFFCO |  | NOS | 4 | 42 | 13 | 5 | 52 |  | 0 | FALSE |  |  | 0 | NULL
2.1.16 |  | MANIFOLD END CAP - 2" WITHOUT PORT | NAFFCO |  | NOS | 2 | 42 | 13 | 5 | 26 |  | 0 | FALSE |  |  | 0 | NULL
2.1.17 | 10344212380 | RACK ASSEMBLY FOR 10 CYLINDERS, DOUBLE ROW, FLOOR MOUNTING TYPE, CYLINDER DIA: 360MM, CAPACITY: 67L, 80L & 140L, PRESSURE RATING: 200 / 300BAR, MODEL: NFIG-RA02-050F FOR NAFFCOINERT UL CLEAN AGENT FIRE SUPPRESSION SYSTEM - NAFFCO | NAFFCO | NFIG-RA02-050F | NOS | 1 | 680 | 195 | 5 | 195 |  | 0 | FALSE |  |  | 0 | NULL
2.1.18 |  | RACK ASSEMBLY FOR 8 CYLINDERS, DOUBLE ROW, FLOOR MOUNTING TYPE, CYLINDER DIA: 360MM, CAPACITY: 67L, 80L & 140L, PRESSURE RATING: 200 / 300BAR, MODEL: NFIG-RA02-040F FOR NAFFCOINERT UL CLEAN AGENT FIRE SUPPRESSION SYSTEM - NAFFCO | NAFFCO | NFIG-RA02-040F | NOS | 1 | 630 | 181 | 5 | 181 |  | 0 | FALSE |  |  | 0 | NULL
2.1.19 |  | DISCHARGE NOZZLE | NAFFCO | NAFFCO | NOS | 12 | 180 | 52 | 5 | 624 |  | 0 | FALSE |  |  | 0 | NULL
2.1.20 | 10341512137 | PRESSURE RELIEF DEVICE FOR MANIFOLD, P/N.# 029730037 FOR NAFFCOINERT UL CLEAN AGENT FIRE SUPPRESSION SYSTEM | NAFFCO | P/N #29730037 | NOS | 1 | 690 | 198 | 5 | 198 |  | 0 | FALSE |  |  | 0 | NULL
2.1.21 | 10341512022 | PRESSURE & FLOW DETECTOR SWITCH, P/N.# 028250050 FOR NAFFCOINERT UL CLEAN AGENT FIRE SUPPRESSION SYSTEM | NAFFCO | P/N # 28250050 | NOS | 1 | 1900 | 544 | 5 | 544 |  | 0 | FALSE |  |  | 0 | NULL
2.1.22 |  | HYDRAULIC CHECK VALVE 2", NPT FEMALE THREADED, CARBON STEEL, 300 BAR - INTEVA, SPAIN | NAFFCO | 504.110008BI | NOS | 4 | 441 | 127 | 5 | 508 |  | 0 | FALSE |  |  | 0 | NULL
2.1.23 |  | WARNING SIGN | NAFFCO |  | SETS | 1 | 300 | 86 | 5 | 86 |  | 0 | FALSE |  |  | 0 | NULL
2.2 |  | RESERVE |  |  |  | 0 | 0 | 0 | 5 | 0 |  | 0 | FALSE |  |  | 0 | NULL
2.2.1 | 10340512160 | CONTAINER ASSEMBLY 140 LTR (IG100) KIT FILLED WITH MIN 99.9% NITROGEN - 300BAR, MODEL: NFIG100-300-140 FOR NAFFCOINERT UL CLEAN AGENT FIRE SUPPRESSION SYSTEM COMPLETE WITH PRESSURE GAUGE AND CONSTANT DISCHARGE PRESSURE REGULATOR | NAFFCO | NFIG100-300-140 | SETS | 18 | 4770 | 1365 | 5 | 24570 |  | 0 | FALSE |  |  | 0 | NULL
2.2.2 | 10341512133 | ELECTRO MAGNETIC DEVICE WITH DIODE, INLET THREADED TO M42 X 1.5, 24V DC, 0.5 A, IP 65 RATED, P/N.# B04425146 FOR UL LISTED FIRE SUPPRESSION SYSTEM (REFER ITEM.# 10341512136) | NAFFCO | B04425148 | NOS | 1 | 790 | 227 | 5 | 227 |  | 0 | FALSE |  |  | 0 | NULL
2.2.3 | 10341512520 | MONITORING SWITCH FOR ELECTROMAGNETIC DEVICE FOR UL LISTED NAFFCOINERT SYSTEM, PART NO: 029905200-NF - NAFFCO | NAFFCO | 029905200-NF | NOS | 1 | 609 | 175 | 5 | 175 |  | 0 | FALSE |  |  | 0 | NULL
2.2.4 | 10341512120 | MANUAL / PNEUMATIC RELEASE DEVICE, WP 300 BAR, INLET THREADED TO M42 X 1.5, PNEUMATIC LINE CONNECTION G 1/8", P/N.# B04420065-NF FOR UL LISTED FIRE SUPPRESSION SYSTEM | NAFFCO | B04420065 | NOS | 1 | 120 | 35 | 5 | 35 |  | 0 | FALSE |  |  | 0 | NULL
2.2.5 | 10341512122 | PNEUMATIC RELEASE DEVICE, WP 300 BAR, INLET THREADED TO M42 X 1.5, PNEUMATIC LINE CONNECTION G 1/8", P/N.# B04420066NF FOR UL LISTED FIRE SUPPRESSION SYSTEM | NAFFCO | B04420066 | NOS | 17 | 80 | 23 | 5 | 391 |  | 0 | FALSE |  |  | 0 | NULL
2.2.6 | 10343512025 | DISCHARGE HOSE, DN16, WP 350 BAR, B/P 1400 BAR, 400MM LENGTH, INLET FEMALE THREAD TO W 21.8 X 1/14" TO DIN 477 & OUTLET FEMALE THREAD TO G 3/4", P/N.# B06920225-NF FOR NAFFCOINERT UL CLEAN AGENT FIRE SUPPRESSION SYSTEM | NAFFCO | B06920225-NF | NOS | 18 | 180 | 52 | 5 | 936 |  | 0 | FALSE |  |  | 0 | NULL
2.2.7 | 10343012208 | MANIFOLD CHECK VALVE, BRASS, MAX W/P 100 BAR, TP 150 BAR, HOSE CONNECTION THREAD G3/4", MANIFOLD CONNECTION THREAD R1" DN12, P/N.# B04600008-NF FOR UL LISTED FIRE SUPPRESSION SYSTEM | NAFFCO | B04600008 | NOS | 18 | 130 | 38 | 5 | 684 |  | 0 | FALSE |  |  | 0 | NULL
2.2.8 | 10343512032 | PILOT HOSE, SYNTHETIC RUBBER OIL RESISTANT W/STRAIGHT FITTINGS M12 X 1.5 FEMALE THREAD IN BOTH ENDS, 700MM LONG, W/P 400 BAR, B/P 1600 BAR, TEMP RANGE: -40 C. TO 100 C, P/N.# B06920212 FOR UL LISTED FIRE SUPPRESSION SYSTEM | NAFFCO | B06920212-NF | NOS | 4 | 70 | 21 | 5 | 84 |  | 0 | FALSE |  |  | 0 | NULL
2.2.9 | 10343512033 | PILOT HOSE, SYNTHETIC RUBBER OIL RESISTANT W/STRAIGHT FITTINGS M12 X 1.5 FEMALE THREAD IN BOTH ENDS, 500MM LONG, W/P 400 BAR, B/P 1600 BAR, TEMP RANGE: -40 C. TO 100 C, P/N.# B06920213 FOR UL LISTED FIRE SUPPRESSION SYSTEM | NAFFCO | B06920213-NF | NOS | 14 | 70 | 21 | 5 | 294 |  | 0 | FALSE |  |  | 0 | NULL
2.2.10 | 10349012606 | CONNECTING ADAPTOR, M12 X 1.5 MALE THREADED & G 1/8" MALE THREADED, P/N.# 029510006 FOR UL LISTED FIRE SUPPRESSION SYSTEM | NAFFCO | P/N # 29510006 | NOS | 36 | 20 | 6 | 5 | 216 |  | 0 | FALSE |  |  | 0 | NULL
2.2.11 | 10346012640 | BLEED VALVE, P/N.# 029730040-NF FOR UL LISTED FIRE SUPPRESSION SYSTEM | NAFFCO | P/N # 29730040 | NOS | 1 | 170 | 49 | 5 | 49 |  | 0 | FALSE |  |  | 0 | NULL
2.2.12 | 10344012254 | MANIFOLD FOR 4 CYLINDER NAFFCOINERT UL CLEAN AGENT FIRE SUPPRESSION SYSTEM, 360 DIA CYLINDER, P/N.# NFIG-360-SRM4 - NAFFCO | NAFFCO | NFIG-360-SRM4 | NOS | 2 | 880 | 252 | 5 | 504 |  | 0 | FALSE |  |  | 0 | NULL
2.2.13 | 10344012205 | MANIFOLD FOR 5 CYLINDER NAFFCOINERT UL CLEAN AGENT FIRE SUPPRESSION SYSTEM, 360 DIA CYLINDER, P/N.# NFIG-360-SRM5 - NAFFCO |  | NFIG-360-SRM5 | NOS | 2 | 1060 | 304 | 5 | 608 |  | 0 | FALSE |  |  | 0 | NULL
2.2.14 |  | MANIFOLD END CAP - 2" WITH PORT | NAFFCO |  | NOS | 4 | 42 | 13 | 5 | 52 |  | 0 | FALSE |  |  | 0 | NULL
2.2.15 |  | MANIFOLD END CAP - 2" WITHOUT PORT | NAFFCO |  | NOS | 2 | 42 | 13 | 5 | 26 |  | 0 | FALSE |  |  | 0 | NULL
2.2.16 | 10344212380 | RACK ASSEMBLY FOR 10 CYLINDERS, DOUBLE ROW, FLOOR MOUNTING TYPE, CYLINDER DIA: 360MM, CAPACITY: 67L, 80L & 140L, PRESSURE RATING: 200 / 300BAR, MODEL: NFIG-RA02-050F FOR NAFFCOINERT UL CLEAN AGENT FIRE SUPPRESSION SYSTEM - NAFFCO | NAFFCO | NFIG-RA02-050F | NOS | 1 | 680 | 195 | 5 | 195 |  | 0 | FALSE |  |  | 0 | NULL
2.2.17 |  | RACK ASSEMBLY FOR 8 CYLINDERS, DOUBLE ROW, FLOOR MOUNTING TYPE, CYLINDER DIA: 360MM, CAPACITY: 67L, 80L & 140L, PRESSURE RATING: 200 / 300BAR, MODEL: NFIG-RA02-040F FOR NAFFCOINERT UL CLEAN AGENT FIRE SUPPRESSION SYSTEM - NAFFCO | NAFFCO | NFIG-RA02-040F | NOS | 1 | 630 | 181 | 5 | 181 |  | 0 | FALSE |  |  | 0 | NULL
2.3 |  | MISCELLANEOUS ITEMS |  |  |  | 0 | 0 | 0 | 5 | 0 |  | 0 | FALSE |  |  | 0 | NULL
2.3.1 |  | PRESSURE RELIEF VENT, MODEL SHX-UN700, AFP AIR TECH LTD | AFP AIRTECH | SHX-UN700 | NOS | 1 | 4166.1493 | 1192 | 5 | 1192 |  | 0 | FALSE |  |  | 0 | NULL
2.3.2 |  | WEATHERPROOF LOUVERS FOR THE ABOVE PRV (OPTIONAL) | AFP AIRTECH | DWL700 | NOS | 1 | 860.3438 | 247 | 5 | 247 |  | 0 | FALSE |  |  | 0 | NULL
3 |  | MICROBIOLOGY LAB |  |  |  | 0 | 0 | 0 | 5 | 0 | 19657 | 0 | FALSE |  |  | 0 | NULL
3.1 |  | MAIN |  |  |  | 0 | 0 | 0 | 5 | 0 |  | 0 | FALSE |  |  | 0 | NULL
3.1.1 | 10340512160 | CONTAINER ASSEMBLY 140 LTR (IG100) KIT FILLED WITH MIN 99.9% NITROGEN - 300BAR, MODEL: NFIG100-300-140 FOR NAFFCOINERT UL CLEAN AGENT FIRE SUPPRESSION SYSTEM COMPLETE WITH PRESSURE GAUGE AND CONSTANT DISCHARGE PRESSURE REGULATOR | NAFFCO | NFIG100-300-140 | SETS | 5 | 4770 | 1365 | 5 | 6825 |  | 0 | FALSE |  |  | 0 | NULL
3.1.2 | 10341512133 | ELECTRO MAGNETIC DEVICE WITH DIODE, INLET THREADED TO M42 X 1.5, 24V DC, 0.5 A, IP 65 RATED, P/N.# B04425146 FOR UL LISTED FIRE SUPPRESSION SYSTEM (REFER ITEM.# 10341512136) | NAFFCO | B04425148 | NOS | 1 | 790 | 227 | 5 | 227 |  | 0 | FALSE |  |  | 0 | NULL
3.1.3 | 10349012810 | RESET TOOL FOR ELECTRO MAGNETIC DEVICE FOR INERT GAS SYSTEM, P/N.# 029210064 (OLD P/N.# 023000064) - NAFFCO | NAFFCO | 029210064 (023000064) | NOS | 1 | 110 | 32 | 5 | 32 |  | 0 | FALSE |  |  | 0 | NULL
3.1.4 | 10341512520 | MONITORING SWITCH FOR ELECTROMAGNETIC DEVICE FOR UL LISTED NAFFCOINERT SYSTEM, PART NO: 029905200-NF - NAFFCO | NAFFCO | 029905200-NF | NOS | 1 | 609 | 175 | 5 | 175 |  | 0 | FALSE |  |  | 0 | NULL
3.1.5 | 10341512120 | MANUAL / PNEUMATIC RELEASE DEVICE, WP 300 BAR, INLET THREADED TO M42 X 1.5, PNEUMATIC LINE CONNECTION G 1/8", P/N.# B04420065-NF FOR UL LISTED FIRE SUPPRESSION SYSTEM | NAFFCO | B04420065 | NOS | 1 | 120 | 35 | 5 | 35 |  | 0 | FALSE |  |  | 0 | NULL
3.1.6 | 10341512122 | PNEUMATIC RELEASE DEVICE, WP 300 BAR, INLET THREADED TO M42 X 1.5, PNEUMATIC LINE CONNECTION G 1/8", P/N.# B04420066NF FOR UL LISTED FIRE SUPPRESSION SYSTEM | NAFFCO | B04420066 | NOS | 4 | 80 | 23 | 5 | 92 |  | 0 | FALSE |  |  | 0 | NULL
3.1.7 | 10343512025 | DISCHARGE HOSE, DN16, WP 350 BAR, B/P 1400 BAR, 400MM LENGTH, INLET FEMALE THREAD TO W 21.8 X 1/14" TO DIN 477 & OUTLET FEMALE THREAD TO G 3/4", P/N.# B06920225-NF FOR NAFFCOINERT UL CLEAN AGENT FIRE SUPPRESSION SYSTEM | NAFFCO | B06920225-NF | NOS | 5 | 180 | 52 | 5 | 260 |  | 0 | FALSE |  |  | 0 | NULL
3.1.8 | 10343012208 | MANIFOLD CHECK VALVE, BRASS, MAX W/P 100 BAR, TP 150 BAR, HOSE CONNECTION THREAD G3/4", MANIFOLD CONNECTION THREAD R1" DN12, P/N.# B04600008-NF FOR UL LISTED FIRE SUPPRESSION SYSTEM | NAFFCO | B04600008 | NOS | 5 | 130 | 38 | 5 | 190 |  | 0 | FALSE |  |  | 0 | NULL
3.1.9 | 10343512032 | PILOT HOSE, SYNTHETIC RUBBER OIL RESISTANT W/STRAIGHT FITTINGS M12 X 1.5 FEMALE THREAD IN BOTH ENDS, 700MM LONG, W/P 400 BAR, B/P 1600 BAR, TEMP RANGE: -40 C. TO 100 C, P/N.# B06920212 FOR UL LISTED FIRE SUPPRESSION SYSTEM | NAFFCO | B06920212-NF | NOS | 1 | 70 | 21 | 5 | 21 |  | 0 | FALSE |  |  | 0 | NULL
3.1.10 | 10343512033 | PILOT HOSE, SYNTHETIC RUBBER OIL RESISTANT W/STRAIGHT FITTINGS M12 X 1.5 FEMALE THREAD IN BOTH ENDS, 500MM LONG, W/P 400 BAR, B/P 1600 BAR, TEMP RANGE: -40 C. TO 100 C, P/N.# B06920213 FOR UL LISTED FIRE SUPPRESSION SYSTEM | NAFFCO | B06920213-NF | NOS | 4 | 70 | 21 | 5 | 84 |  | 0 | FALSE |  |  | 0 | NULL
3.1.11 | 10349012606 | CONNECTING ADAPTOR, M12 X 1.5 MALE THREADED & G 1/8" MALE THREADED, P/N.# 029510006 FOR UL LISTED FIRE SUPPRESSION SYSTEM | NAFFCO | P/N # 29510006 | NOS | 10 | 20 | 6 | 5 | 60 |  | 0 | FALSE |  |  | 0 | NULL
3.1.12 | 10346012640 | BLEED VALVE, P/N.# 029730040-NF FOR UL LISTED FIRE SUPPRESSION SYSTEM | NAFFCO | P/N # 29730040 | NOS | 1 | 170 | 49 | 5 | 49 |  | 0 | FALSE |  |  | 0 | NULL
3.1.13 | 10344012205 | MANIFOLD FOR 5 CYLINDER NAFFCOINERT UL CLEAN AGENT FIRE SUPPRESSION SYSTEM, 360 DIA CYLINDER, P/N.# NFIG-360-SRM5 - NAFFCO |  | NFIG-360-SRM5 | NOS | 1 | 1060 | 304 | 5 | 304 |  | 0 | FALSE |  |  | 0 | NULL
3.1.14 |  | MANIFOLD END CAP - 2" WITH PORT | NAFFCO |  | NOS | 1 | 42 | 13 | 5 | 13 |  | 0 | FALSE |  |  | 0 | NULL
3.1.15 |  | MANIFOLD END CAP - 2" WITHOUT PORT | NAFFCO |  | NOS | 1 | 42 | 13 | 5 | 13 |  | 0 | FALSE |  |  | 0 | NULL
3.1.16 |  | RACK ASSEMBLY FOR 5 CYLINDERS, SINGLE ROW, FLOOR MOUNTING TYPE, CYLINDER DIA: 360MM, CAPACITY: 67L, 80L & 140L, PRESSURE RATING: 200 / 300BAR, MODEL: NFIG-RA02-005F FOR NAFFCOINERT UL CLEAN AGENT FIRE SUPPRESSION SYSTEM - NAFFCO | NAFFCO | NFIG-RA02-005F | NOS | 1 | 540 | 155 | 5 | 155 |  | 0 | FALSE |  |  | 0 | NULL
3.1.17 |  | DISCHARGE NOZZLE | NAFFCO | NAFFCO | NOS | 6 | 180 | 52 | 5 | 312 |  | 0 | FALSE |  |  | 0 | NULL
3.1.18 | 10341512137 | PRESSURE RELIEF DEVICE FOR MANIFOLD, P/N.# 029730037 FOR NAFFCOINERT UL CLEAN AGENT FIRE SUPPRESSION SYSTEM | NAFFCO | P/N #29730037 | NOS | 1 | 690 | 198 | 5 | 198 |  | 0 | FALSE |  |  | 0 | NULL
3.1.19 | 10341512022 | PRESSURE & FLOW DETECTOR SWITCH, P/N.# 028250050 FOR NAFFCOINERT UL CLEAN AGENT FIRE SUPPRESSION SYSTEM | NAFFCO | P/N # 28250050 | NOS | 1 | 1900 | 544 | 5 | 544 |  | 0 | FALSE |  |  | 0 | NULL
3.1.20 |  | HYDRAULIC CHECK VALVE 2", NPT FEMALE THREADED, CARBON STEEL, 300 BAR - INTEVA, SPAIN | NAFFCO | 504.110008BI | NOS | 2 | 441 | 127 | 5 | 254 |  | 0 | FALSE |  |  | 0 | NULL
3.1.21 |  | WARNING SIGN | NAFFCO |  | SETS | 2 | 300 | 86 | 5 | 172 |  | 0 | FALSE |  |  | 0 | NULL
3.2 |  | RESERVE |  |  |  | 0 | 0 | 0 | 5 | 0 |  | 0 | FALSE |  |  | 0 | NULL
3.2.1 | 10340512160 | CONTAINER ASSEMBLY 140 LTR (IG100) KIT FILLED WITH MIN 99.9% NITROGEN - 300BAR, MODEL: NFIG100-300-140 FOR NAFFCOINERT UL CLEAN AGENT FIRE SUPPRESSION SYSTEM COMPLETE WITH PRESSURE GAUGE AND CONSTANT DISCHARGE PRESSURE REGULATOR | NAFFCO | NFIG100-300-140 | SETS | 5 | 4770 | 1365 | 5 | 6825 |  | 0 | FALSE |  |  | 0 | NULL
3.2.2 | 10341512133 | ELECTRO MAGNETIC DEVICE WITH DIODE, INLET THREADED TO M42 X 1.5, 24V DC, 0.5 A, IP 65 RATED, P/N.# B04425146 FOR UL LISTED FIRE SUPPRESSION SYSTEM (REFER ITEM.# 10341512136) | NAFFCO | B04425148 | NOS | 1 | 790 | 227 | 5 | 227 |  | 0 | FALSE |  |  | 0 | NULL
3.2.3 | 10341512520 | MONITORING SWITCH FOR ELECTROMAGNETIC DEVICE FOR UL LISTED NAFFCOINERT SYSTEM, PART NO: 029905200-NF - NAFFCO | NAFFCO | 029905200-NF | NOS | 1 | 609 | 175 | 5 | 175 |  | 0 | FALSE |  |  | 0 | NULL
3.2.4 | 10341512120 | MANUAL / PNEUMATIC RELEASE DEVICE, WP 300 BAR, INLET THREADED TO M42 X 1.5, PNEUMATIC LINE CONNECTION G 1/8", P/N.# B04420065-NF FOR UL LISTED FIRE SUPPRESSION SYSTEM | NAFFCO | B04420065 | NOS | 1 | 120 | 35 | 5 | 35 |  | 0 | FALSE |  |  | 0 | NULL
3.2.5 | 10341512122 | PNEUMATIC RELEASE DEVICE, WP 300 BAR, INLET THREADED TO M42 X 1.5, PNEUMATIC LINE CONNECTION G 1/8", P/N.# B04420066NF FOR UL LISTED FIRE SUPPRESSION SYSTEM | NAFFCO | B04420066 | NOS | 4 | 80 | 23 | 5 | 92 |  | 0 | FALSE |  |  | 0 | NULL
3.2.6 | 10343512025 | DISCHARGE HOSE, DN16, WP 350 BAR, B/P 1400 BAR, 400MM LENGTH, INLET FEMALE THREAD TO W 21.8 X 1/14" TO DIN 477 & OUTLET FEMALE THREAD TO G 3/4", P/N.# B06920225-NF FOR NAFFCOINERT UL CLEAN AGENT FIRE SUPPRESSION SYSTEM | NAFFCO | B06920225-NF | NOS | 5 | 180 | 52 | 5 | 260 |  | 0 | FALSE |  |  | 0 | NULL
3.2.7 | 10343012208 | MANIFOLD CHECK VALVE, BRASS, MAX W/P 100 BAR, TP 150 BAR, HOSE CONNECTION THREAD G3/4", MANIFOLD CONNECTION THREAD R1" DN12, P/N.# B04600008-NF FOR UL LISTED FIRE SUPPRESSION SYSTEM | NAFFCO | B04600008 | NOS | 5 | 130 | 38 | 5 | 190 |  | 0 | FALSE |  |  | 0 | NULL
3.2.8 | 10343512032 | PILOT HOSE, SYNTHETIC RUBBER OIL RESISTANT W/STRAIGHT FITTINGS M12 X 1.5 FEMALE THREAD IN BOTH ENDS, 700MM LONG, W/P 400 BAR, B/P 1600 BAR, TEMP RANGE: -40 C. TO 100 C, P/N.# B06920212 FOR UL LISTED FIRE SUPPRESSION SYSTEM | NAFFCO | B06920212-NF | NOS | 1 | 70 | 21 | 5 | 21 |  | 0 | FALSE |  |  | 0 | NULL
3.2.9 | 10343512033 | PILOT HOSE, SYNTHETIC RUBBER OIL RESISTANT W/STRAIGHT FITTINGS M12 X 1.5 FEMALE THREAD IN BOTH ENDS, 500MM LONG, W/P 400 BAR, B/P 1600 BAR, TEMP RANGE: -40 C. TO 100 C, P/N.# B06920213 FOR UL LISTED FIRE SUPPRESSION SYSTEM | NAFFCO | B06920213-NF | NOS | 4 | 70 | 21 | 5 | 84 |  | 0 | FALSE |  |  | 0 | NULL
3.2.10 | 10349012606 | CONNECTING ADAPTOR, M12 X 1.5 MALE THREADED & G 1/8" MALE THREADED, P/N.# 029510006 FOR UL LISTED FIRE SUPPRESSION SYSTEM | NAFFCO | P/N # 29510006 | NOS | 10 | 20 | 6 | 5 | 60 |  | 0 | FALSE |  |  | 0 | NULL
3.2.11 | 10346012640 | BLEED VALVE, P/N.# 029730040-NF FOR UL LISTED FIRE SUPPRESSION SYSTEM | NAFFCO | P/N # 29730040 | NOS | 1 | 170 | 49 | 5 | 49 |  | 0 | FALSE |  |  | 0 | NULL
3.2.12 | 10344012205 | MANIFOLD FOR 5 CYLINDER NAFFCOINERT UL CLEAN AGENT FIRE SUPPRESSION SYSTEM, 360 DIA CYLINDER, P/N.# NFIG-360-SRM5 - NAFFCO |  | NFIG-360-SRM5 | NOS | 1 | 1060 | 304 | 5 | 304 |  | 0 | FALSE |  |  | 0 | NULL
3.2.13 |  | MANIFOLD END CAP - 2" WITH PORT | NAFFCO |  | NOS | 1 | 42 | 13 | 5 | 13 |  | 0 | FALSE |  |  | 0 | NULL
3.2.14 |  | MANIFOLD END CAP - 2" WITHOUT PORT | NAFFCO |  | NOS | 1 | 42 | 13 | 5 | 13 |  | 0 | FALSE |  |  | 0 | NULL
3.2.15 |  | RACK ASSEMBLY FOR 5 CYLINDERS, SINGLE ROW, FLOOR MOUNTING TYPE, CYLINDER DIA: 360MM, CAPACITY: 67L, 80L & 140L, PRESSURE RATING: 200 / 300BAR, MODEL: NFIG-RA02-005F FOR NAFFCOINERT UL CLEAN AGENT FIRE SUPPRESSION SYSTEM - NAFFCO | NAFFCO | NFIG-RA02-005F | NOS | 1 | 540 | 155 | 5 | 155 |  | 0 | FALSE |  |  | 0 | NULL
3.3 |  | MISCELLANEOUS ITEMS |  |  |  | 0 | 0 | 0 | 5 | 0 |  | 0 | FALSE |  |  | 0 | NULL
3.3.1 |  | PRESSURE RELIEF VENT, MODEL SHX-UN700, AFP AIR TECH LTD | AFP AIRTECH | SHXUN500 | NOS | 1 | 3329.1499 | 953 | 5 | 953 |  | 0 | FALSE |  |  | 0 | NULL
3.3.2 |  | WEATHERPROOF LOUVERS FOR THE ABOVE PRV (OPTIONAL) | AFP AIRTECH | DWL500 | NOS | 1 | 646.875 | 186 | 5 | 186 |  | 0 | FALSE |  |  | 0 | NULL
4 |  | CRUDE , WATER LAB & MICROBILOGY LAB - ELECTRICAL COMPONENTS |  |  |  | 0 | 0 | 0 | 5 | 0 | 54021 | 0 | FALSE |  |  | 0 | NULL
4.1 |  | 2 LOOP ADDRESSABLE FIRE EXTINGUISHING PANEL C/W 2 SETS X 18 AH, 12VDC, PB ACID BATTERY | CHEETAH XI - FIKE | 10-068-R-2-L | SETS | 1 | 8500 | 2432 | 5 | 2432 |  | 0 | FALSE |  |  | 0 | NULL
4.2 |  | RELAY CONTROL ASSEMBLY (MAX OF 6 RELAY MODULES OF ANY COMBINATION I.E. MAX OF 24 PROGRAMMABLE RELAYS) COMPLETE WITH: 6 NOS. X CRM4 RELAY MODULE (2A @ 30VDC, 0.5A 2 @ 120 VAC) | FIKE | 10-2777 / 10-2204 | SETS | 1 | 5203 | 1489 | 5 | 1489 |  | 0 | FALSE |  |  | 0 | NULL
4.3 |  | 5 REMOTE EQUIPMENT ENCLOSURE | FIKE | 10-2780-R | NOS | 1 | 916 | 263 | 5 | 263 |  | 0 | FALSE |  |  | 0 | NULL
4.4 | 13101825018 | SMOKE DETECTOR, PHOTOELECTRIC WITH BUILT IN ISOLATORS (ED-PI), MODEL: 63-1058 - FIKE WITH STANDARD DETECTOR BASE 4" WITH BUILT IN ISOLATORS (EBI), MODEL: 63-1061 - FIKE | FIKE | 63-1058 / 63-1061 | NOS | 34 | 450 | 129 | 5 | 4386 |  | 0 | FALSE |  |  | 0 | NULL
4.5 |  | HORN | E2S | A100DC0224MA1A1R | NOS | 7 | 1050 | 301 | 5 | 2107 |  | 0 | FALSE |  |  | 0 | NULL
4.6 |  | STROBE HORN | E2S | DL105HDC024AA1ARR | NOS | 14 | 4750 | 1359 | 5 | 19026 |  | 0 | FALSE |  |  | 0 | NULL
4.7 | 13006325141 | MAIN TO RESERVE TRANSFER SWITCH FOR SYSTEMS, MODEL.# 10-2967, UL/FM APPROVED - FIKE WITH BACKBOX | FIKE | 10-2967 | NOS | 3 | 345 | 99 | 5 | 297 |  | 0 | FALSE |  |  | 0 | NULL
4.8 | 13006225123 | SYSTEM ABORT SWITCH, MODEL.# 10-2965, UL/FM - FIKE WITH BACKBOX | FIKE | 10-2965 | NOS | 7 | 360 | 103 | 5 | 721 |  | 0 | FALSE |  |  | 0 | NULL
4.9 | 13105025063 | INTELLIGENT AGENT RELEASE PULL STATION, P/N.# 20-1343 - FIKE WITH BACKBOX | FIKE | 20-1343 | NOS | 10 | 325 | 93 | 5 | 930 |  | 0 | FALSE |  |  | 0 | NULL
4.10 |  | KEYED INPUT SWITCH FOR AUTO MANUAL OPERATION & ACTIVE/INHIBIT MODE OPERATION WITH BACKBOX | FIKE | 10-2969 | NOS | 7 | 360 | 103 | 5 | 721 |  | 0 | FALSE |  |  | 0 | NULL
4.11 | 10341512541 | RELEASING CIRCUIT DISABLE SWITCH,24V DC, UL LISTED, MODEL: RCDS-1 (POTTER) WITH BACKBOX | POTTER | RCDS-1 | NOS | 3 | 224.25 | 65 | 5 | 195 |  | 0 | FALSE |  |  | 0 | NULL
4.12 | 13109938065 | WEATHER PROOF COVER, SURFACE MOUNT, WITH 50MM SPACER AND GASKET SET, UL LISTED, MODEL: STI 3150 - STI | FIKE | STI-3150 | NOS | 27 | 352 | 101 | 5 | 2727 |  | 0 | FALSE |  |  | 0 | NULL
4.13 | 13108425153 | RELEASING CONTROL MODULE WITH ISOLATOR (EM-1RMI), MODEL.# 55-053 - FIKE WITH BACKBOX | FIKE | 55-053 | NOS | 3 | 1140 | 327 | 5 | 981 |  | 0 | FALSE |  |  | 0 | NULL
4.14 | 13108625050 | ADDRESSABLE MINI MONITOR MODULE WITH BUILT IN ISOLATOR (EM-1MMI), MODEL: 55-050 - FIKE WITH BACKBOX | FIKE | 55-050 | NOS | 20 | 340 | 98 | 5 | 1960 |  | 0 | FALSE |  |  | 0 | NULL
4.15 | 13108625046 | ADDRESSABLE SQUARE MONITOR MODULE 4" WITH ISOLATOR (EM-1SMI), MODEL: 55-046 - FIKE WITH BACKBOX | FIKE | 55-046 | NOS | 43 | 380 | 109 | 5 | 4687 |  | 0 | FALSE |  |  | 0 | NULL
4.16 | 13108425015 | SUPERVISED CONTROL MODULE WITH BUILT IN ISOLATOR (EM-1SMI), MODEL: 55-047 - FIKE WITH BACKBOX | FIKE | 55-047 | NOS | 30 | 435 | 125 | 5 | 3750 |  | 0 | FALSE |  |  | 0 | NULL
4.17 |  | MODULE BOX FOR 20 NOS. OF MODULES | NAFFCO | FABRICATED, NAFFCO | SETS | 5 | 950 | 272 | 5 | 1360 |  | 0 | FALSE |  |  | 0 | NULL
4.18 |  | POWER SUPPLY UNIT, 24V DC ,10 Amps, W / battery | FIKE | 10-2829-1-0-01-0-1-01 | NOS | 1 | 1676 | 480 | 5 | 480 |  | 0 | FALSE |  |  | 0 | NULL
4.19 |  | ILLUMINATED WARNING SIGN, WEATHERPROOF (IP 66) - DO NOT ENTER - GAS DISCHARGED, BLACK ON YELLOW, MODEL: SWX2720 – SHIELD | NAFFCO | SWX2720, SHIELD / 4210-0120 / 4210-013 / AMPAC | NOS | 7 | 2750 | 787 | 5 | 5509 |  | 0 | FALSE |  |  | 0 | NULL
5 |  | SWITCHGEAR ROOM |  |  |  | 0 | 0 | 0 | 5 | 0 | 79116 | 0 | FALSE |  |  | 0 | NULL
5.1 |  | MAIN |  |  |  | 0 | 0 | 0 | 5 | 0 |  | 0 | FALSE |  |  | 0 | NULL
5.1.1 | 10340512160 | CONTAINER ASSEMBLY 140 LTR (IG100) KIT FILLED WITH MIN 99.9% NITROGEN - 300BAR, MODEL: NFIG100-300-140 FOR NAFFCOINERT UL CLEAN AGENT FIRE SUPPRESSION SYSTEM COMPLETE WITH PRESSURE GAUGE AND CONSTANT DISCHARGE PRESSURE REGULATOR | NAFFCO | NFIG100-300-140 | SETS | 17 | 4770 | 1365 | 5 | 23205 |  | 0 | FALSE |  |  | 0 | NULL
5.1.2 | 10341512133 | ELECTRO MAGNETIC DEVICE WITH DIODE, INLET THREADED TO M42 X 1.5, 24V DC, 0.5 A, IP 65 RATED, P/N.# B04425146 FOR UL LISTED FIRE SUPPRESSION SYSTEM (REFER ITEM.# 10341512136) | NAFFCO | B04425148 | NOS | 1 | 790 | 227 | 5 | 227 |  | 0 | FALSE |  |  | 0 | NULL
5.1.3 | 10349012810 | RESET TOOL FOR ELECTRO MAGNETIC DEVICE FOR INERT GAS SYSTEM, P/N.# 029210064 (OLD P/N.# 023000064) - NAFFCO | NAFFCO | 029210064 (023000064) | NOS | 1 | 110 | 32 | 5 | 32 |  | 0 | FALSE |  |  | 0 | NULL
5.1.4 | 10341512520 | MONITORING SWITCH FOR ELECTROMAGNETIC DEVICE FOR UL LISTED NAFFCOINERT SYSTEM, PART NO: 029905200-NF - NAFFCO | NAFFCO | 029905200-NF | NOS | 1 | 609 | 175 | 5 | 175 |  | 0 | FALSE |  |  | 0 | NULL
5.1.5 | 10341512120 | MANUAL / PNEUMATIC RELEASE DEVICE, WP 300 BAR, INLET THREADED TO M42 X 1.5, PNEUMATIC LINE CONNECTION G 1/8", P/N.# B04420065-NF FOR UL LISTED FIRE SUPPRESSION SYSTEM | NAFFCO | B04420065 | NOS | 1 | 120 | 35 | 5 | 35 |  | 0 | FALSE |  |  | 0 | NULL
5.1.6 | 10341512122 | PNEUMATIC RELEASE DEVICE, WP 300 BAR, INLET THREADED TO M42 X 1.5, PNEUMATIC LINE CONNECTION G 1/8", P/N.# B04420066NF FOR UL LISTED FIRE SUPPRESSION SYSTEM | NAFFCO | B04420066 | NOS | 16 | 80 | 23 | 5 | 368 |  | 0 | FALSE |  |  | 0 | NULL
5.1.7 | 10343512025 | DISCHARGE HOSE, DN16, WP 350 BAR, B/P 1400 BAR, 400MM LENGTH, INLET FEMALE THREAD TO W 21.8 X 1/14" TO DIN 477 & OUTLET FEMALE THREAD TO G 3/4", P/N.# B06920225-NF FOR NAFFCOINERT UL CLEAN AGENT FIRE SUPPRESSION SYSTEM | NAFFCO | B06920225-NF | NOS | 17 | 180 | 52 | 5 | 884 |  | 0 | FALSE |  |  | 0 | NULL
5.1.8 | 10343012208 | MANIFOLD CHECK VALVE, BRASS, MAX W/P 100 BAR, TP 150 BAR, HOSE CONNECTION THREAD G3/4", MANIFOLD CONNECTION THREAD R1" DN12, P/N.# B04600008-NF FOR UL LISTED FIRE SUPPRESSION SYSTEM | NAFFCO | B04600008 | NOS | 17 | 130 | 38 | 5 | 646 |  | 0 | FALSE |  |  | 0 | NULL
5.1.9 | 10343512032 | PILOT HOSE, SYNTHETIC RUBBER OIL RESISTANT W/STRAIGHT FITTINGS M12 X 1.5 FEMALE THREAD IN BOTH ENDS, 700MM LONG, W/P 400 BAR, B/P 1600 BAR, TEMP RANGE: -40 C. TO 100 C, P/N.# B06920212 FOR UL LISTED FIRE SUPPRESSION SYSTEM | NAFFCO | B06920212-NF | NOS | 4 | 70 | 21 | 5 | 84 |  | 0 | FALSE |  |  | 0 | NULL
5.1.10 | 10343512033 | PILOT HOSE, SYNTHETIC RUBBER OIL RESISTANT W/STRAIGHT FITTINGS M12 X 1.5 FEMALE THREAD IN BOTH ENDS, 500MM LONG, W/P 400 BAR, B/P 1600 BAR, TEMP RANGE: -40 C. TO 100 C, P/N.# B06920213 FOR UL LISTED FIRE SUPPRESSION SYSTEM | NAFFCO | B06920213-NF | NOS | 13 | 70 | 21 | 5 | 273 |  | 0 | FALSE |  |  | 0 | NULL
5.1.11 | 10349012606 | CONNECTING ADAPTOR, M12 X 1.5 MALE THREADED & G 1/8" MALE THREADED, P/N.# 029510006 FOR UL LISTED FIRE SUPPRESSION SYSTEM | NAFFCO | P/N # 29510006 | NOS | 34 | 20 | 6 | 5 | 204 |  | 0 | FALSE |  |  | 0 | NULL
5.1.12 | 10346012640 | BLEED VALVE, P/N.# 029730040-NF FOR UL LISTED FIRE SUPPRESSION SYSTEM | NAFFCO | P/N # 29730040 | NOS | 1 | 170 | 49 | 5 | 49 |  | 0 | FALSE |  |  | 0 | NULL
5.1.13 |  | MANIFOLD FOR 3 CYLINDER NAFFCOINERT UL CLEAN AGENT FIRE SUPPRESSION SYSTEM, 360 DIA CYLINDER, P/N.# NFIG-360-SRM3 - NAFFCO | NAFFCO | NFIG-360-SRM3 | NOS | 1 | 880 | 252 | 5 | 252 |  | 0 | FALSE |  |  | 0 | NULL
5.1.14 | 10344012254 | MANIFOLD FOR 4 CYLINDER NAFFCOINERT UL CLEAN AGENT FIRE SUPPRESSION SYSTEM, 360 DIA CYLINDER, P/N.# NFIG-360-SRM4 - NAFFCO | NAFFCO | NFIG-360-SRM4 | NOS | 1 | 880 | 252 | 5 | 252 |  | 0 | FALSE |  |  | 0 | NULL
5.1.15 | 10344012205 | MANIFOLD FOR 5 CYLINDER NAFFCOINERT UL CLEAN AGENT FIRE SUPPRESSION SYSTEM, 360 DIA CYLINDER, P/N.# NFIG-360-SRM5 - NAFFCO | NAFFCO | NFIG-360-SRM5 | NOS | 2 | 1060 | 304 | 5 | 608 |  | 0 | FALSE |  |  | 0 | NULL
5.1.16 |  | MANIFOLD END CAP - 2" WITH PORT | NAFFCO |  | NOS | 4 | 42 | 13 | 5 | 52 |  | 0 | FALSE |  |  | 0 | NULL
5.1.17 |  | MANIFOLD END CAP - 2" WITHOUT PORT | NAFFCO |  | NOS | 2 | 42 | 13 | 5 | 26 |  | 0 | FALSE |  |  | 0 | NULL
5.1.18 | 10344212380 | RACK ASSEMBLY FOR 10 CYLINDERS, DOUBLE ROW, FLOOR MOUNTING TYPE, CYLINDER DIA: 360MM, CAPACITY: 67L, 80L & 140L, PRESSURE RATING: 200 / 300BAR, MODEL: NFIG-RA02-050F FOR NAFFCOINERT UL CLEAN AGENT FIRE SUPPRESSION SYSTEM - NAFFCO | NAFFCO | NFIG-RA02-050F | NOS | 1 | 680 | 195 | 5 | 195 |  | 0 | FALSE |  |  | 0 | NULL
5.1.19 | 10344212277 | RACK ASSEMBLY FOR 7 CYLINDERS, DOUBLE ROW, FLOOR MOUNTING TYPE, CYLINDER DIA: 267MM, CAPACITY: 67L, 80L & 140L, PRESSURE RATING: 200 / 300BAR, MODEL: NFIG-RA01-041F FOR NAFFCOINERT UL CLEAN AGENT FIRE SUPPRESSION SYSTEM - NAFFCO | NAFFCO | NFIG-RA01-041F | NOS | 1 | 580 | 166 | 5 | 166 |  | 0 | FALSE |  |  | 0 | NULL
5.1.20 |  | DISCHARGE NOZZLE | NAFFCO | NAFFCO | NOS | 16 | 180 | 52 | 5 | 832 |  | 0 | FALSE |  |  | 0 | NULL
5.1.21 | 10341512137 | PRESSURE RELIEF DEVICE FOR MANIFOLD, P/N.# 029730037 FOR NAFFCOINERT UL CLEAN AGENT FIRE SUPPRESSION SYSTEM | NAFFCO | P/N #29730037 | NOS | 1 | 690 | 198 | 5 | 198 |  | 0 | FALSE |  |  | 0 | NULL
5.1.22 | 10341512022 | PRESSURE & FLOW DETECTOR SWITCH, P/N.# 028250050 FOR NAFFCOINERT UL CLEAN AGENT FIRE SUPPRESSION SYSTEM | NAFFCO | P/N # 28250050 | NOS | 1 | 1900 | 544 | 5 | 544 |  | 0 | FALSE |  |  | 0 | NULL
5.1.23 |  | HYDRAULIC CHECK VALVE 2", NPT FEMALE THREADED, CARBON STEEL, 300 BAR - INTEVA, SPAIN |  | 504.110008BI | NOS | 4 | 441 | 127 | 5 | 508 |  | 0 | FALSE |  |  | 0 | NULL
5.1.24 |  | WARNING SIGN |  |  | SETS | 2 | 300 | 86 | 5 | 172 |  | 0 | FALSE |  |  | 0 | NULL
5.2 |  | ELECTRICAL COMPONENTS |  |  |  | 0 | 0 | 0 | 5 | 0 |  | 0 | FALSE |  |  | 0 | NULL
5.2.1 |  | 2 LOOP ADDRESSABLE FIRE EXTINGUISHING PANEL C/W 2 SETS X 18 AH, 12VDC, PB ACID BATTERY | CHEETAH XI - FIKE | 10-068-R-2-L | SETS | 1 | 8500 | 2432 | 5 | 2432 |  | 0 | FALSE |  |  | 0 | NULL
5.2.2 | 13009725250 | 2 NOS. CRM4 RELAY MODULE MODULE MOUNTED INSIDE THE PANEL (MAX 4 PROGRAMMABLE RELAYS PER CARD) | FIKE | 10-2204 | SETS | 1 | 1110 | 318 | 5 | 318 |  | 0 | FALSE |  |  | 0 | NULL
5.2.3 | 13101825018 | SMOKE DETECTOR, PHOTOELECTRIC WITH BUILT IN ISOLATORS (ED-PI), MODEL: 63-1058 - FIKE WITH STANDARD DETECTOR BASE 4" WITH BUILT IN ISOLATORS (EBI), MODEL: 63-1061 - FIKE | FIKE | 63-1058 / 63-1061 | NOS | 16 | 450 | 129 | 5 | 2064 |  | 0 | FALSE |  |  | 0 | NULL
5.2.4 |  | HORN | E2S | A100DC0224MA1A1R | NOS | 1 | 1050 | 301 | 5 | 301 |  | 0 | FALSE |  |  | 0 | NULL
5.2.5 |  | STROBE HORN | E2S | DL105HDC024AA1ARR | NOS | 3 | 4750 | 1359 | 5 | 4077 |  | 0 | FALSE |  |  | 0 | NULL
5.2.6 | 13006325141 | MAIN TO RESERVE TRANSFER SWITCH FOR SYSTEMS, MODEL.# 10-2967, UL/FM APPROVED - FIKE WITH BACKBOX | FIKE | 10-2967 | NOS | 1 | 345 | 99 | 5 | 99 |  | 0 | FALSE |  |  | 0 | NULL
5.2.7 | 13006225123 | SYSTEM ABORT SWITCH, MODEL.# 10-2965, UL/FM - FIKE WITH BACKBOX | FIKE | 10-2965 | NOS | 2 | 360 | 103 | 5 | 206 |  | 0 | FALSE |  |  | 0 | NULL
5.2.8 | 13105025063 | INTELLIGENT AGENT RELEASE PULL STATION, P/N.# 20-1343 - FIKE WITH BACKBOX | FIKE | 20-1343 | NOS | 3 | 325 | 93 | 5 | 279 |  | 0 | FALSE |  |  | 0 | NULL
5.2.9 |  | IP65 RATED ACTION PUSH BUTTON WITH BACKBOX | E2S | WP7PTSDLAP3A1RN | NOS | 2 | 3750 | 1073 | 5 | 2146 |  | 0 | FALSE |  |  | 0 | NULL
5.2.10 |  | KEYED INPUT SWITCH FOR AUTO MANUAL OPERATION & ACTIVE/INHIBIT MODE OPERATION WITH BACKBOX | FIKE | 10-2969 | NOS | 2 | 360 | 103 | 5 | 206 |  | 0 | FALSE |  |  | 0 | NULL
5.2.11 | 10341512541 | RELEASING CIRCUIT DISABLE SWITCH,24V DC, UL LISTED, MODEL: RCDS-1 (POTTER) WITH BACKBOX | POTTER | RCDS-1 | NOS | 1 | 224.25 | 65 | 5 | 65 |  | 0 | FALSE |  |  | 0 | NULL
5.2.12 | 13109938065 | WEATHER PROOF COVER, SURFACE MOUNT, WITH 50MM SPACER AND GASKET SET, UL LISTED, MODEL: STI 3150 - STI | FIKE | STI-3150 | NOS | 8 | 352 | 101 | 5 | 808 |  | 0 | FALSE |  |  | 0 | NULL
5.2.13 | 13108425153 | RELEASING CONTROL MODULE WITH ISOLATOR (EM-1RMI), MODEL.# 55-053 - FIKE WITH BACKBOX | FIKE | 55-053 | NOS | 1 | 1140 | 327 | 5 | 327 |  | 0 | FALSE |  |  | 0 | NULL
5.2.14 | 13108625050 | ADDRESSABLE MINI MONITOR MODULE WITH BUILT IN ISOLATOR (EM-1MMI), MODEL: 55-050 - FIKE WITH BACKBOX | FIKE | 55-050 | NOS | 6 | 340 | 98 | 5 | 588 |  | 0 | FALSE |  |  | 0 | NULL
5.2.15 | 13108625046 | ADDRESSABLE SQUARE MONITOR MODULE 4" WITH ISOLATOR (EM-1SMI), MODEL: 55-046 - FIKE WITH BACKBOX | FIKE | 55-046 | NOS | 25 | 380 | 109 | 5 | 2725 |  | 0 | FALSE |  |  | 0 | NULL
5.2.16 | 13108425015 | SUPERVISED CONTROL MODULE WITH BUILT IN ISOLATOR (EM-1SMI), MODEL: 55-047 - FIKE WITH BACKBOX | FIKE | 55-047 | NOS | 6 | 435 | 125 | 5 | 750 |  | 0 | FALSE |  |  | 0 | NULL
5.2.17 |  | MODULE BOX FOR 20 NOS. OF MODULES | NAFFCO | FABRICATED, NAFFCO | SETS | 2 | 950 | 272 | 5 | 544 |  | 0 | FALSE |  |  | 0 | NULL
5.2.18 |  | POWER SUPPLY UNIT, 24V DC ,10 Amps, W / battery | FIKE | 10-2829-1-0-01-0-1-01 | NOS | 1 | 1676 | 480 | 5 | 480 |  | 0 | FALSE |  |  | 0 | NULL
5.2.19 |  | ILLUMINATED WARNING SIGN, WEATHERPROOF (IP 66) - DO NOT ENTER - GAS DISCHARGED, BLACK ON YELLOW, MODEL: SWX2720 – SHIELD | NAFFCO | SWX2720, SHIELD / 4210-0120 / 4210-013 / AMPAC | NOS | 2 | 2750 | 787 | 5 | 1574 |  | 0 | FALSE |  |  | 0 | NULL
5.3 |  | RESERVE |  |  |  | 0 | 0 | 0 | 5 | 0 |  | 0 | FALSE |  |  | 0 | NULL
5.3.1 | 10340512160 | CONTAINER ASSEMBLY 140 LTR (IG100) KIT FILLED WITH MIN 99.9% NITROGEN - 300BAR, MODEL: NFIG100-300-140 FOR NAFFCOINERT UL CLEAN AGENT FIRE SUPPRESSION SYSTEM COMPLETE WITH PRESSURE GAUGE AND CONSTANT DISCHARGE PRESSURE REGULATOR | NAFFCO | NFIG100-300-140 | SETS | 17 | 4770 | 1365 | 5 | 23205 |  | 0 | FALSE |  |  | 0 | NULL
5.3.2 | 10341512133 | ELECTRO MAGNETIC DEVICE WITH DIODE, INLET THREADED TO M42 X 1.5, 24V DC, 0.5 A, IP 65 RATED, P/N.# B04425146 FOR UL LISTED FIRE SUPPRESSION SYSTEM (REFER ITEM.# 10341512136) | NAFFCO | B04425148 | NOS | 1 | 790 | 227 | 5 | 227 |  | 0 | FALSE |  |  | 0 | NULL
5.3.3 | 10341512520 | MONITORING SWITCH FOR ELECTROMAGNETIC DEVICE FOR UL LISTED NAFFCOINERT SYSTEM, PART NO: 029905200-NF - NAFFCO | NAFFCO | 029905200-NF | NOS | 1 | 609 | 175 | 5 | 175 |  | 0 | FALSE |  |  | 0 | NULL
5.3.4 | 10341512120 | MANUAL / PNEUMATIC RELEASE DEVICE, WP 300 BAR, INLET THREADED TO M42 X 1.5, PNEUMATIC LINE CONNECTION G 1/8", P/N.# B04420065-NF FOR UL LISTED FIRE SUPPRESSION SYSTEM | NAFFCO | B04420065 | NOS | 1 | 120 | 35 | 5 | 35 |  | 0 | FALSE |  |  | 0 | NULL
5.3.5 | 10341512122 | PNEUMATIC RELEASE DEVICE, WP 300 BAR, INLET THREADED TO M42 X 1.5, PNEUMATIC LINE CONNECTION G 1/8", P/N.# B04420066NF FOR UL LISTED FIRE SUPPRESSION SYSTEM | NAFFCO | B04420066 | NOS | 16 | 80 | 23 | 5 | 368 |  | 0 | FALSE |  |  | 0 | NULL
5.3.6 | 10343512025 | DISCHARGE HOSE, DN16, WP 350 BAR, B/P 1400 BAR, 400MM LENGTH, INLET FEMALE THREAD TO W 21.8 X 1/14" TO DIN 477 & OUTLET FEMALE THREAD TO G 3/4", P/N.# B06920225-NF FOR NAFFCOINERT UL CLEAN AGENT FIRE SUPPRESSION SYSTEM | NAFFCO | B06920225-NF | NOS | 17 | 180 | 52 | 5 | 884 |  | 0 | FALSE |  |  | 0 | NULL
5.3.7 | 10343012208 | MANIFOLD CHECK VALVE, BRASS, MAX W/P 100 BAR, TP 150 BAR, HOSE CONNECTION THREAD G3/4", MANIFOLD CONNECTION THREAD R1" DN12, P/N.# B04600008-NF FOR UL LISTED FIRE SUPPRESSION SYSTEM | NAFFCO | B04600008 | NOS | 17 | 130 | 38 | 5 | 646 |  | 0 | FALSE |  |  | 0 | NULL
5.3.8 | 10343512032 | PILOT HOSE, SYNTHETIC RUBBER OIL RESISTANT W/STRAIGHT FITTINGS M12 X 1.5 FEMALE THREAD IN BOTH ENDS, 700MM LONG, W/P 400 BAR, B/P 1600 BAR, TEMP RANGE: -40 C. TO 100 C, P/N.# B06920212 FOR UL LISTED FIRE SUPPRESSION SYSTEM | NAFFCO | B06920212-NF | NOS | 4 | 70 | 21 | 5 | 84 |  | 0 | FALSE |  |  | 0 | NULL
5.3.9 | 10343512033 | PILOT HOSE, SYNTHETIC RUBBER OIL RESISTANT W/STRAIGHT FITTINGS M12 X 1.5 FEMALE THREAD IN BOTH ENDS, 500MM LONG, W/P 400 BAR, B/P 1600 BAR, TEMP RANGE: -40 C. TO 100 C, P/N.# B06920213 FOR UL LISTED FIRE SUPPRESSION SYSTEM | NAFFCO | B06920213-NF | NOS | 13 | 70 | 21 | 5 | 273 |  | 0 | FALSE |  |  | 0 | NULL
5.3.10 | 10349012606 | CONNECTING ADAPTOR, M12 X 1.5 MALE THREADED & G 1/8" MALE THREADED, P/N.# 029510006 FOR UL LISTED FIRE SUPPRESSION SYSTEM | NAFFCO | P/N # 29510006 | NOS | 34 | 20 | 6 | 5 | 204 |  | 0 | FALSE |  |  | 0 | NULL
5.3.11 | 10346012640 | BLEED VALVE, P/N.# 029730040-NF FOR UL LISTED FIRE SUPPRESSION SYSTEM | NAFFCO | P/N # 29730040 | NOS | 1 | 170 | 49 | 5 | 49 |  | 0 | FALSE |  |  | 0 | NULL
5.3.12 |  | MANIFOLD FOR 3 CYLINDER NAFFCOINERT UL CLEAN AGENT FIRE SUPPRESSION SYSTEM, 360 DIA CYLINDER, P/N.# NFIG-360-SRM3 - NAFFCO | NAFFCO | NFIG-360-SRM3 | NOS | 1 | 880 | 252 | 5 | 252 |  | 0 | FALSE |  |  | 0 | NULL
5.3.13 | 10344012254 | MANIFOLD FOR 4 CYLINDER NAFFCOINERT UL CLEAN AGENT FIRE SUPPRESSION SYSTEM, 360 DIA CYLINDER, P/N.# NFIG-360-SRM4 - NAFFCO | NAFFCO | NFIG-360-SRM4 | NOS | 1 | 880 | 252 | 5 | 252 |  | 0 | FALSE |  |  | 0 | NULL
5.3.14 | 10344012205 | MANIFOLD FOR 5 CYLINDER NAFFCOINERT UL CLEAN AGENT FIRE SUPPRESSION SYSTEM, 360 DIA CYLINDER, P/N.# NFIG-360-SRM5 - NAFFCO | NAFFCO | NFIG-360-SRM5 | NOS | 2 | 1060 | 304 | 5 | 608 |  | 0 | FALSE |  |  | 0 | NULL
5.3.15 |  | MANIFOLD END CAP - 2" WITH PORT | NAFFCO |  | NOS | 4 | 42 | 13 | 5 | 52 |  | 0 | FALSE |  |  | 0 | NULL
5.3.16 |  | MANIFOLD END CAP - 2" WITHOUT PORT | NAFFCO |  | NOS | 2 | 42 | 13 | 5 | 26 |  | 0 | FALSE |  |  | 0 | NULL
5.3.17 | 10344212380 | RACK ASSEMBLY FOR 10 CYLINDERS, DOUBLE ROW, FLOOR MOUNTING TYPE, CYLINDER DIA: 360MM, CAPACITY: 67L, 80L & 140L, PRESSURE RATING: 200 / 300BAR, MODEL: NFIG-RA02-050F FOR NAFFCOINERT UL CLEAN AGENT FIRE SUPPRESSION SYSTEM - NAFFCO | NAFFCO | NFIG-RA02-050F | NOS | 1 | 680 | 195 | 5 | 195 |  | 0 | FALSE |  |  | 0 | NULL
5.3.18 | 10344212277 | RACK ASSEMBLY FOR 7 CYLINDERS, DOUBLE ROW, FLOOR MOUNTING TYPE, CYLINDER DIA: 267MM, CAPACITY: 67L, 80L & 140L, PRESSURE RATING: 200 / 300BAR, MODEL: NFIG-RA01-041F FOR NAFFCOINERT UL CLEAN AGENT FIRE SUPPRESSION SYSTEM - NAFFCO | NAFFCO | NFIG-RA01-041F | NOS | 1 | 580 | 166 | 5 | 166 |  | 0 | FALSE |  |  | 0 | NULL
5.4 |  | MISCELLANEOUS ITEMS |  |  |  | 0 | 0 | 0 | 5 | 0 |  | 0 | FALSE |  |  | 0 | NULL
5.4.1 |  | PRESSURE RELIEF VENT, MODEL SHX-UN700, AFP AIR TECH LTD | AFP AIRTECH | SHX-UN700 | NOS | 1 | 4166.1493 | 1192 | 5 | 1192 |  | 0 | FALSE |  |  | 0 | NULL
5.4.2 |  | WEATHERPROOF LOUVERS FOR THE ABOVE PRV (OPTIONAL) | AFP AIRTECH | DWL700 | NOS | 1 | 860.3438 | 247 | 5 | 247 |  | 0 | FALSE |  |  | 0 | NULL
6 |  | HISTORICAL SAMPLES |  |  |  | 0 | 0 | 0 | 5 | 0 | 26475 | 0 | FALSE |  |  | 0 | NULL
6.1 |  | MAIN |  |  |  | 0 | 0 | 0 | 5 | 0 |  | 0 | FALSE |  |  | 0 | NULL
6.1.1 | 10340512160 | CONTAINER ASSEMBLY 140 LTR (IG100) KIT FILLED WITH MIN 99.9% NITROGEN - 300BAR, MODEL: NFIG100-300-140 FOR NAFFCOINERT UL CLEAN AGENT FIRE SUPPRESSION SYSTEM COMPLETE WITH PRESSURE GAUGE AND CONSTANT DISCHARGE PRESSURE REGULATOR | NAFFCO | NFIG100-300-140 | SETS | 7 | 4770 | 1365 | 5 | 9555 |  | 0 | FALSE |  |  | 0 | NULL
6.1.2 | 10341512133 | ELECTRO MAGNETIC DEVICE WITH DIODE, INLET THREADED TO M42 X 1.5, 24V DC, 0.5 A, IP 65 RATED, P/N.# B04425146 FOR UL LISTED FIRE SUPPRESSION SYSTEM (REFER ITEM.# 10341512136) | NAFFCO | B04425148 | NOS | 1 | 790 | 227 | 5 | 227 |  | 0 | FALSE |  |  | 0 | NULL
6.1.3 | 10349012810 | RESET TOOL FOR ELECTRO MAGNETIC DEVICE FOR INERT GAS SYSTEM, P/N.# 029210064 (OLD P/N.# 023000064) - NAFFCO | NAFFCO | 029210064 (023000064) | NOS | 1 | 110 | 32 | 5 | 32 |  | 0 | FALSE |  |  | 0 | NULL
6.1.4 | 10341512520 | MONITORING SWITCH FOR ELECTROMAGNETIC DEVICE FOR UL LISTED NAFFCOINERT SYSTEM, PART NO: 029905200-NF - NAFFCO | NAFFCO | 029905200-NF | NOS | 1 | 609 | 175 | 5 | 175 |  | 0 | FALSE |  |  | 0 | NULL
6.1.5 | 10341512120 | MANUAL / PNEUMATIC RELEASE DEVICE, WP 300 BAR, INLET THREADED TO M42 X 1.5, PNEUMATIC LINE CONNECTION G 1/8", P/N.# B04420065-NF FOR UL LISTED FIRE SUPPRESSION SYSTEM | NAFFCO | B04420065 | NOS | 1 | 120 | 35 | 5 | 35 |  | 0 | FALSE |  |  | 0 | NULL
6.1.6 | 10341512122 | PNEUMATIC RELEASE DEVICE, WP 300 BAR, INLET THREADED TO M42 X 1.5, PNEUMATIC LINE CONNECTION G 1/8", P/N.# B04420066NF FOR UL LISTED FIRE SUPPRESSION SYSTEM | NAFFCO | B04420066 | NOS | 6 | 80 | 23 | 5 | 138 |  | 0 | FALSE |  |  | 0 | NULL
6.1.7 | 10343512025 | DISCHARGE HOSE, DN16, WP 350 BAR, B/P 1400 BAR, 400MM LENGTH, INLET FEMALE THREAD TO W 21.8 X 1/14" TO DIN 477 & OUTLET FEMALE THREAD TO G 3/4", P/N.# B06920225-NF FOR NAFFCOINERT UL CLEAN AGENT FIRE SUPPRESSION SYSTEM | NAFFCO | B06920225-NF | NOS | 7 | 180 | 52 | 5 | 364 |  | 0 | FALSE |  |  | 0 | NULL
6.1.8 | 10343012208 | MANIFOLD CHECK VALVE, BRASS, MAX W/P 100 BAR, TP 150 BAR, HOSE CONNECTION THREAD G3/4", MANIFOLD CONNECTION THREAD R1" DN12, P/N.# B04600008-NF FOR UL LISTED FIRE SUPPRESSION SYSTEM | NAFFCO | B04600008 | NOS | 7 | 130 | 38 | 5 | 266 |  | 0 | FALSE |  |  | 0 | NULL
6.1.9 | 10343512032 | PILOT HOSE, SYNTHETIC RUBBER OIL RESISTANT W/STRAIGHT FITTINGS M12 X 1.5 FEMALE THREAD IN BOTH ENDS, 700MM LONG, W/P 400 BAR, B/P 1600 BAR, TEMP RANGE: -40 C. TO 100 C, P/N.# B06920212 FOR UL LISTED FIRE SUPPRESSION SYSTEM | NAFFCO | B06920212-NF | NOS | 2 | 70 | 21 | 5 | 42 |  | 0 | FALSE |  |  | 0 | NULL
6.1.10 | 10343512033 | PILOT HOSE, SYNTHETIC RUBBER OIL RESISTANT W/STRAIGHT FITTINGS M12 X 1.5 FEMALE THREAD IN BOTH ENDS, 500MM LONG, W/P 400 BAR, B/P 1600 BAR, TEMP RANGE: -40 C. TO 100 C, P/N.# B06920213 FOR UL LISTED FIRE SUPPRESSION SYSTEM | NAFFCO | B06920213-NF | NOS | 5 | 70 | 21 | 5 | 105 |  | 0 | FALSE |  |  | 0 | NULL
6.1.11 | 10349012606 | CONNECTING ADAPTOR, M12 X 1.5 MALE THREADED & G 1/8" MALE THREADED, P/N.# 029510006 FOR UL LISTED FIRE SUPPRESSION SYSTEM | NAFFCO | P/N # 29510006 | NOS | 14 | 20 | 6 | 5 | 84 |  | 0 | FALSE |  |  | 0 | NULL
6.1.12 | 10346012640 | BLEED VALVE, P/N.# 029730040-NF FOR UL LISTED FIRE SUPPRESSION SYSTEM | NAFFCO | P/N # 29730040 | NOS | 1 | 170 | 49 | 5 | 49 |  | 0 | FALSE |  |  | 0 | NULL
6.1.13 |  | MANIFOLD FOR 3 CYLINDER NAFFCOINERT UL CLEAN AGENT FIRE SUPPRESSION SYSTEM, 360 DIA CYLINDER, P/N.# NFIG-360-SRM3 - NAFFCO | NAFFCO | NFIG-360-SRM3 | NOS | 1 | 880 | 252 | 5 | 252 |  | 0 | FALSE |  |  | 0 | NULL
6.1.14 | 10344012254 | MANIFOLD FOR 4 CYLINDER NAFFCOINERT UL CLEAN AGENT FIRE SUPPRESSION SYSTEM, 360 DIA CYLINDER, P/N.# NFIG-360-SRM4 - NAFFCO | NAFFCO | NFIG-360-SRM4 | NOS | 1 | 880 | 252 | 5 | 252 |  | 0 | FALSE |  |  | 0 | NULL
6.1.15 |  | MANIFOLD END CAP - 2" WITH PORT | NAFFCO |  | NOS | 2 | 42 | 13 | 5 | 26 |  | 0 | FALSE |  |  | 0 | NULL
6.1.16 |  | MANIFOLD END CAP - 2" WITHOUT PORT | NAFFCO |  | NOS | 2 | 42 | 13 | 5 | 26 |  | 0 | FALSE |  |  | 0 | NULL
6.1.17 | 10344212277 | RACK ASSEMBLY FOR 7 CYLINDERS, DOUBLE ROW, FLOOR MOUNTING TYPE, CYLINDER DIA: 267MM, CAPACITY: 67L, 80L & 140L, PRESSURE RATING: 200 / 300BAR, MODEL: NFIG-RA01-041F FOR NAFFCOINERT UL CLEAN AGENT FIRE SUPPRESSION SYSTEM - NAFFCO | NAFFCO | NFIG-RA01-041F | NOS | 1 | 580 | 166 | 5 | 166 |  | 0 | FALSE |  |  | 0 | NULL
6.1.18 |  | DISCHARGE NOZZLE | NAFFCO | NAFFCO | NOS | 6 | 180 | 52 | 5 | 312 |  | 0 | FALSE |  |  | 0 | NULL
6.1.19 | 10341512137 | PRESSURE RELIEF DEVICE FOR MANIFOLD, P/N.# 029730037 FOR NAFFCOINERT UL CLEAN AGENT FIRE SUPPRESSION SYSTEM | NAFFCO | P/N #29730037 | NOS | 1 | 690 | 198 | 5 | 198 |  | 0 | FALSE |  |  | 0 | NULL
6.1.20 | 10341512022 | PRESSURE & FLOW DETECTOR SWITCH, P/N.# 028250050 FOR NAFFCOINERT UL CLEAN AGENT FIRE SUPPRESSION SYSTEM | NAFFCO | P/N # 28250050 | NOS | 1 | 1900 | 544 | 5 | 544 |  | 0 | FALSE |  |  | 0 | NULL
6.1.21 |  | HYDRAULIC CHECK VALVE 2", NPT FEMALE THREADED, CARBON STEEL, 300 BAR - INTEVA, SPAIN |  | 504.110008BI | NOS | 2 | 441 | 127 | 5 | 254 |  | 0 | FALSE |  |  | 0 | NULL
6.1.22 |  | WARNING SIGN |  |  | SETS | 2 | 300 | 86 | 5 | 172 |  | 0 | FALSE |  |  | 0 | NULL
6.2 |  | RESERVE |  |  |  | 0 | 0 | 0 | 5 | 0 |  | 0 | FALSE |  |  | 0 | NULL
6.2.1 | 10340512160 | CONTAINER ASSEMBLY 140 LTR (IG100) KIT FILLED WITH MIN 99.9% NITROGEN - 300BAR, MODEL: NFIG100-300-140 FOR NAFFCOINERT UL CLEAN AGENT FIRE SUPPRESSION SYSTEM COMPLETE WITH PRESSURE GAUGE AND CONSTANT DISCHARGE PRESSURE REGULATOR | NAFFCO | NFIG100-300-140 | SETS | 7 | 4770 | 1365 | 5 | 9555 |  | 0 | FALSE |  |  | 0 | NULL
6.2.2 | 10341512133 | ELECTRO MAGNETIC DEVICE WITH DIODE, INLET THREADED TO M42 X 1.5, 24V DC, 0.5 A, IP 65 RATED, P/N.# B04425146 FOR UL LISTED FIRE SUPPRESSION SYSTEM (REFER ITEM.# 10341512136) | NAFFCO | B04425148 | NOS | 1 | 790 | 227 | 5 | 227 |  | 0 | FALSE |  |  | 0 | NULL
6.2.3 | 10341512520 | MONITORING SWITCH FOR ELECTROMAGNETIC DEVICE FOR UL LISTED NAFFCOINERT SYSTEM, PART NO: 029905200-NF - NAFFCO | NAFFCO | 029905200-NF | NOS | 1 | 609 | 175 | 5 | 175 |  | 0 | FALSE |  |  | 0 | NULL
6.2.4 | 10341512120 | MANUAL / PNEUMATIC RELEASE DEVICE, WP 300 BAR, INLET THREADED TO M42 X 1.5, PNEUMATIC LINE CONNECTION G 1/8", P/N.# B04420065-NF FOR UL LISTED FIRE SUPPRESSION SYSTEM | NAFFCO | B04420065 | NOS | 1 | 120 | 35 | 5 | 35 |  | 0 | FALSE |  |  | 0 | NULL
6.2.5 | 10341512122 | PNEUMATIC RELEASE DEVICE, WP 300 BAR, INLET THREADED TO M42 X 1.5, PNEUMATIC LINE CONNECTION G 1/8", P/N.# B04420066NF FOR UL LISTED FIRE SUPPRESSION SYSTEM | NAFFCO | B04420066 | NOS | 6 | 80 | 23 | 5 | 138 |  | 0 | FALSE |  |  | 0 | NULL
6.2.6 | 10343512025 | DISCHARGE HOSE, DN16, WP 350 BAR, B/P 1400 BAR, 400MM LENGTH, INLET FEMALE THREAD TO W 21.8 X 1/14" TO DIN 477 & OUTLET FEMALE THREAD TO G 3/4", P/N.# B06920225-NF FOR NAFFCOINERT UL CLEAN AGENT FIRE SUPPRESSION SYSTEM | NAFFCO | B06920225-NF | NOS | 7 | 180 | 52 | 5 | 364 |  | 0 | FALSE |  |  | 0 | NULL
6.2.7 | 10343012208 | MANIFOLD CHECK VALVE, BRASS, MAX W/P 100 BAR, TP 150 BAR, HOSE CONNECTION THREAD G3/4", MANIFOLD CONNECTION THREAD R1" DN12, P/N.# B04600008-NF FOR UL LISTED FIRE SUPPRESSION SYSTEM | NAFFCO | B04600008 | NOS | 7 | 130 | 38 | 5 | 266 |  | 0 | FALSE |  |  | 0 | NULL
6.2.8 | 10343512032 | PILOT HOSE, SYNTHETIC RUBBER OIL RESISTANT W/STRAIGHT FITTINGS M12 X 1.5 FEMALE THREAD IN BOTH ENDS, 700MM LONG, W/P 400 BAR, B/P 1600 BAR, TEMP RANGE: -40 C. TO 100 C, P/N.# B06920212 FOR UL LISTED FIRE SUPPRESSION SYSTEM | NAFFCO | B06920212-NF | NOS | 2 | 70 | 21 | 5 | 42 |  | 0 | FALSE |  |  | 0 | NULL
6.2.9 | 10343512033 | PILOT HOSE, SYNTHETIC RUBBER OIL RESISTANT W/STRAIGHT FITTINGS M12 X 1.5 FEMALE THREAD IN BOTH ENDS, 500MM LONG, W/P 400 BAR, B/P 1600 BAR, TEMP RANGE: -40 C. TO 100 C, P/N.# B06920213 FOR UL LISTED FIRE SUPPRESSION SYSTEM | NAFFCO | B06920213-NF | NOS | 5 | 70 | 21 | 5 | 105 |  | 0 | FALSE |  |  | 0 | NULL
6.2.10 | 10349012606 | CONNECTING ADAPTOR, M12 X 1.5 MALE THREADED & G 1/8" MALE THREADED, P/N.# 029510006 FOR UL LISTED FIRE SUPPRESSION SYSTEM | NAFFCO | P/N # 29510006 | NOS | 14 | 20 | 6 | 5 | 84 |  | 0 | FALSE |  |  | 0 | NULL
6.2.11 | 10346012640 | BLEED VALVE, P/N.# 029730040-NF FOR UL LISTED FIRE SUPPRESSION SYSTEM | NAFFCO | P/N # 29730040 | NOS | 1 | 170 | 49 | 5 | 49 |  | 0 | FALSE |  |  | 0 | NULL
6.2.12 |  | MANIFOLD FOR 3 CYLINDER NAFFCOINERT UL CLEAN AGENT FIRE SUPPRESSION SYSTEM, 360 DIA CYLINDER, P/N.# NFIG-360-SRM3 - NAFFCO | NAFFCO | NFIG-360-SRM3 | NOS | 1 | 880 | 252 | 5 | 252 |  | 0 | FALSE |  |  | 0 | NULL
6.2.13 | 10344012254 | MANIFOLD FOR 4 CYLINDER NAFFCOINERT UL CLEAN AGENT FIRE SUPPRESSION SYSTEM, 360 DIA CYLINDER, P/N.# NFIG-360-SRM4 - NAFFCO | NAFFCO | NFIG-360-SRM4 | NOS | 1 | 880 | 252 | 5 | 252 |  | 0 | FALSE |  |  | 0 | NULL
6.2.14 |  | MANIFOLD END CAP - 2" WITH PORT | NAFFCO |  | NOS | 2 | 42 | 13 | 5 | 26 |  | 0 | FALSE |  |  | 0 | NULL
6.2.15 |  | MANIFOLD END CAP - 2" WITHOUT PORT | NAFFCO |  | NOS | 2 | 42 | 13 | 5 | 26 |  | 0 | FALSE |  |  | 0 | NULL
6.2.16 | 10344212277 | RACK ASSEMBLY FOR 7 CYLINDERS, DOUBLE ROW, FLOOR MOUNTING TYPE, CYLINDER DIA: 267MM, CAPACITY: 67L, 80L & 140L, PRESSURE RATING: 200 / 300BAR, MODEL: NFIG-RA01-041F FOR NAFFCOINERT UL CLEAN AGENT FIRE SUPPRESSION SYSTEM - NAFFCO | NAFFCO | NFIG-RA01-041F | NOS | 1 | 580 | 166 | 5 | 166 |  | 0 | FALSE |  |  | 0 | NULL
6.3 |  | MISCELLANEOUS ITEMS |  |  |  | 0 | 0 | 0 | 5 | 0 |  | 0 | FALSE |  |  | 0 | NULL
6.3.1 |  | PRESSURE RELIEF VENT, MODEL SHX-UN700, AFP AIR TECH LTD | AFP AIRTECH | SHX-UN700 | NOS | 1 | 4166.1493 | 1192 | 5 | 1192 |  | 0 | FALSE |  |  | 0 | NULL
6.3.2 |  | WEATHERPROOF LOUVERS FOR THE ABOVE PRV (OPTIONAL) | AFP AIRTECH | DWL700 | NOS | 1 | 860.3438 | 247 | 5 | 247 |  | 0 | FALSE |  |  | 0 | NULL
7 |  | MAIN CHEMICAL STORE |  |  |  | 0 | 0 | 0 | 5 | 0 | 19401 | 0 | FALSE |  |  | 0 | NULL
7.1 |  | MAIN |  |  |  | 0 | 0 | 0 | 5 | 0 |  | 0 | FALSE |  |  | 0 | NULL
7.1.1 | 10340512160 | CONTAINER ASSEMBLY 140 LTR (IG100) KIT FILLED WITH MIN 99.9% NITROGEN - 300BAR, MODEL: NFIG100-300-140 FOR NAFFCOINERT UL CLEAN AGENT FIRE SUPPRESSION SYSTEM COMPLETE WITH PRESSURE GAUGE AND CONSTANT DISCHARGE PRESSURE REGULATOR | NAFFCO | NFIG100-300-140 | SETS | 5 | 4770 | 1365 | 5 | 6825 |  | 0 | FALSE |  |  | 0 | NULL
7.1.2 | 10341512133 | ELECTRO MAGNETIC DEVICE WITH DIODE, INLET THREADED TO M42 X 1.5, 24V DC, 0.5 A, IP 65 RATED, P/N.# B04425146 FOR UL LISTED FIRE SUPPRESSION SYSTEM (REFER ITEM.# 10341512136) | NAFFCO | B04425148 | NOS | 1 | 790 | 227 | 5 | 227 |  | 0 | FALSE |  |  | 0 | NULL
7.1.3 | 10349012810 | RESET TOOL FOR ELECTRO MAGNETIC DEVICE FOR INERT GAS SYSTEM, P/N.# 029210064 (OLD P/N.# 023000064) - NAFFCO | NAFFCO | 029210064 (023000064) | NOS | 1 | 110 | 32 | 5 | 32 |  | 0 | FALSE |  |  | 0 | NULL
7.1.4 | 10341512520 | MONITORING SWITCH FOR ELECTROMAGNETIC DEVICE FOR UL LISTED NAFFCOINERT SYSTEM, PART NO: 029905200-NF - NAFFCO | NAFFCO | 029905200-NF | NOS | 1 | 609 | 175 | 5 | 175 |  | 0 | FALSE |  |  | 0 | NULL
7.1.5 | 10341512120 | MANUAL / PNEUMATIC RELEASE DEVICE, WP 300 BAR, INLET THREADED TO M42 X 1.5, PNEUMATIC LINE CONNECTION G 1/8", P/N.# B04420065-NF FOR UL LISTED FIRE SUPPRESSION SYSTEM | NAFFCO | B04420065 | NOS | 1 | 120 | 35 | 5 | 35 |  | 0 | FALSE |  |  | 0 | NULL
7.1.6 | 10341512122 | PNEUMATIC RELEASE DEVICE, WP 300 BAR, INLET THREADED TO M42 X 1.5, PNEUMATIC LINE CONNECTION G 1/8", P/N.# B04420066NF FOR UL LISTED FIRE SUPPRESSION SYSTEM | NAFFCO | B04420066 | NOS | 4 | 80 | 23 | 5 | 92 |  | 0 | FALSE |  |  | 0 | NULL
7.1.7 | 10343512025 | DISCHARGE HOSE, DN16, WP 350 BAR, B/P 1400 BAR, 400MM LENGTH, INLET FEMALE THREAD TO W 21.8 X 1/14" TO DIN 477 & OUTLET FEMALE THREAD TO G 3/4", P/N.# B06920225-NF FOR NAFFCOINERT UL CLEAN AGENT FIRE SUPPRESSION SYSTEM | NAFFCO | B06920225-NF | NOS | 5 | 180 | 52 | 5 | 260 |  | 0 | FALSE |  |  | 0 | NULL
7.1.8 | 10343012208 | MANIFOLD CHECK VALVE, BRASS, MAX W/P 100 BAR, TP 150 BAR, HOSE CONNECTION THREAD G3/4", MANIFOLD CONNECTION THREAD R1" DN12, P/N.# B04600008-NF FOR UL LISTED FIRE SUPPRESSION SYSTEM | NAFFCO | B04600008 | NOS | 5 | 130 | 38 | 5 | 190 |  | 0 | FALSE |  |  | 0 | NULL
7.1.9 | 10343512032 | PILOT HOSE, SYNTHETIC RUBBER OIL RESISTANT W/STRAIGHT FITTINGS M12 X 1.5 FEMALE THREAD IN BOTH ENDS, 700MM LONG, W/P 400 BAR, B/P 1600 BAR, TEMP RANGE: -40 C. TO 100 C, P/N.# B06920212 FOR UL LISTED FIRE SUPPRESSION SYSTEM | NAFFCO | B06920212-NF | NOS | 1 | 70 | 21 | 5 | 21 |  | 0 | FALSE |  |  | 0 | NULL
7.1.10 | 10343512033 | PILOT HOSE, SYNTHETIC RUBBER OIL RESISTANT W/STRAIGHT FITTINGS M12 X 1.5 FEMALE THREAD IN BOTH ENDS, 500MM LONG, W/P 400 BAR, B/P 1600 BAR, TEMP RANGE: -40 C. TO 100 C, P/N.# B06920213 FOR UL LISTED FIRE SUPPRESSION SYSTEM | NAFFCO | B06920213-NF | NOS | 3 | 70 | 21 | 5 | 63 |  | 0 | FALSE |  |  | 0 | NULL
7.1.11 | 10349012606 | CONNECTING ADAPTOR, M12 X 1.5 MALE THREADED & G 1/8" MALE THREADED, P/N.# 029510006 FOR UL LISTED FIRE SUPPRESSION SYSTEM | NAFFCO | P/N # 29510006 | NOS | 8 | 20 | 6 | 5 | 48 |  | 0 | FALSE |  |  | 0 | NULL
7.1.12 | 10346012640 | BLEED VALVE, P/N.# 029730040-NF FOR UL LISTED FIRE SUPPRESSION SYSTEM | NAFFCO | P/N # 29730040 | NOS | 1 | 170 | 49 | 5 | 49 |  | 0 | FALSE |  |  | 0 | NULL
7.1.13 | 10344012205 | MANIFOLD FOR 5 CYLINDER NAFFCOINERT UL CLEAN AGENT FIRE SUPPRESSION SYSTEM, 360 DIA CYLINDER, P/N.# NFIG-360-SRM5 - NAFFCO | NAFFCO | NFIG-360-SRM5 | NOS | 1 | 1060 | 304 | 5 | 304 |  | 0 | FALSE |  |  | 0 | NULL
7.1.14 |  | MANIFOLD END CAP - 2" WITH PORT | NAFFCO |  | NOS | 1 | 42 | 13 | 5 | 13 |  | 0 | FALSE |  |  | 0 | NULL
7.1.15 |  | MANIFOLD END CAP - 2" WITHOUT PORT | NAFFCO |  | NOS | 1 | 42 | 13 | 5 | 13 |  | 0 | FALSE |  |  | 0 | NULL
7.1.16 |  | RACK ASSEMBLY FOR 5 CYLINDERS, SINGLE ROW, FLOOR MOUNTING TYPE, CYLINDER DIA: 360MM, CAPACITY: 67L, 80L & 140L, PRESSURE RATING: 200 / 300BAR, MODEL: NFIG-RA02-005F FOR NAFFCOINERT UL CLEAN AGENT FIRE SUPPRESSION SYSTEM - NAFFCO | NAFFCO | NFIG-RA02-005F | NOS | 1 | 540 | 155 | 5 | 155 |  | 0 | FALSE |  |  | 0 | NULL
7.1.17 |  | DISCHARGE NOZZLE | NAFFCO | NAFFCO | NOS | 4 | 180 | 52 | 5 | 208 |  | 0 | FALSE |  |  | 0 | NULL
7.1.18 | 10341512137 | PRESSURE RELIEF DEVICE FOR MANIFOLD, P/N.# 029730037 FOR NAFFCOINERT UL CLEAN AGENT FIRE SUPPRESSION SYSTEM | NAFFCO | P/N #29730037 | NOS | 1 | 690 | 198 | 5 | 198 |  | 0 | FALSE |  |  | 0 | NULL
7.1.19 | 10341512022 | PRESSURE & FLOW DETECTOR SWITCH, P/N.# 028250050 FOR NAFFCOINERT UL CLEAN AGENT FIRE SUPPRESSION SYSTEM | NAFFCO | P/N # 28250050 | NOS | 1 | 1900 | 544 | 5 | 544 |  | 0 | FALSE |  |  | 0 | NULL
7.1.20 |  | HYDRAULIC CHECK VALVE 2", NPT FEMALE THREADED, CARBON STEEL, 300 BAR - INTEVA, SPAIN |  | 504.110008BI | NOS | 2 | 441 | 127 | 5 | 254 |  | 0 | FALSE |  |  | 0 | NULL
7.1.21 |  | WARNING SIGN |  |  | SETS | 1 | 300 | 86 | 5 | 86 |  | 0 | FALSE |  |  | 0 | NULL
7.2 |  | RESERVE |  |  |  | 0 | 0 | 0 | 5 | 0 |  | 0 | FALSE |  |  | 0 | NULL
7.2.1 | 10340512160 | CONTAINER ASSEMBLY 140 LTR (IG100) KIT FILLED WITH MIN 99.9% NITROGEN - 300BAR, MODEL: NFIG100-300-140 FOR NAFFCOINERT UL CLEAN AGENT FIRE SUPPRESSION SYSTEM COMPLETE WITH PRESSURE GAUGE AND CONSTANT DISCHARGE PRESSURE REGULATOR | NAFFCO | NFIG100-300-140 | SETS | 5 | 4770 | 1365 | 5 | 6825 |  | 0 | FALSE |  |  | 0 | NULL
7.2.2 | 10341512133 | ELECTRO MAGNETIC DEVICE WITH DIODE, INLET THREADED TO M42 X 1.5, 24V DC, 0.5 A, IP 65 RATED, P/N.# B04425146 FOR UL LISTED FIRE SUPPRESSION SYSTEM (REFER ITEM.# 10341512136) | NAFFCO | B04425148 | NOS | 1 | 790 | 227 | 5 | 227 |  | 0 | FALSE |  |  | 0 | NULL
7.2.3 | 10341512520 | MONITORING SWITCH FOR ELECTROMAGNETIC DEVICE FOR UL LISTED NAFFCOINERT SYSTEM, PART NO: 029905200-NF - NAFFCO | NAFFCO | 029905200-NF | NOS | 1 | 609 | 175 | 5 | 175 |  | 0 | FALSE |  |  | 0 | NULL
7.2.4 | 10341512120 | MANUAL / PNEUMATIC RELEASE DEVICE, WP 300 BAR, INLET THREADED TO M42 X 1.5, PNEUMATIC LINE CONNECTION G 1/8", P/N.# B04420065-NF FOR UL LISTED FIRE SUPPRESSION SYSTEM | NAFFCO | B04420065 | NOS | 1 | 120 | 35 | 5 | 35 |  | 0 | FALSE |  |  | 0 | NULL
7.2.5 | 10341512122 | PNEUMATIC RELEASE DEVICE, WP 300 BAR, INLET THREADED TO M42 X 1.5, PNEUMATIC LINE CONNECTION G 1/8", P/N.# B04420066NF FOR UL LISTED FIRE SUPPRESSION SYSTEM | NAFFCO | B04420066 | NOS | 4 | 80 | 23 | 5 | 92 |  | 0 | FALSE |  |  | 0 | NULL
7.2.6 | 10343512025 | DISCHARGE HOSE, DN16, WP 350 BAR, B/P 1400 BAR, 400MM LENGTH, INLET FEMALE THREAD TO W 21.8 X 1/14" TO DIN 477 & OUTLET FEMALE THREAD TO G 3/4", P/N.# B06920225-NF FOR NAFFCOINERT UL CLEAN AGENT FIRE SUPPRESSION SYSTEM | NAFFCO | B06920225-NF | NOS | 5 | 180 | 52 | 5 | 260 |  | 0 | FALSE |  |  | 0 | NULL
7.2.7 | 10343012208 | MANIFOLD CHECK VALVE, BRASS, MAX W/P 100 BAR, TP 150 BAR, HOSE CONNECTION THREAD G3/4", MANIFOLD CONNECTION THREAD R1" DN12, P/N.# B04600008-NF FOR UL LISTED FIRE SUPPRESSION SYSTEM | NAFFCO | B04600008 | NOS | 5 | 130 | 38 | 5 | 190 |  | 0 | FALSE |  |  | 0 | NULL
7.2.8 | 10343512032 | PILOT HOSE, SYNTHETIC RUBBER OIL RESISTANT W/STRAIGHT FITTINGS M12 X 1.5 FEMALE THREAD IN BOTH ENDS, 700MM LONG, W/P 400 BAR, B/P 1600 BAR, TEMP RANGE: -40 C. TO 100 C, P/N.# B06920212 FOR UL LISTED FIRE SUPPRESSION SYSTEM | NAFFCO | B06920212-NF | NOS | 1 | 70 | 21 | 5 | 21 |  | 0 | FALSE |  |  | 0 | NULL
7.2.9 | 10343512033 | PILOT HOSE, SYNTHETIC RUBBER OIL RESISTANT W/STRAIGHT FITTINGS M12 X 1.5 FEMALE THREAD IN BOTH ENDS, 500MM LONG, W/P 400 BAR, B/P 1600 BAR, TEMP RANGE: -40 C. TO 100 C, P/N.# B06920213 FOR UL LISTED FIRE SUPPRESSION SYSTEM | NAFFCO | B06920213-NF | NOS | 3 | 70 | 21 | 5 | 63 |  | 0 | FALSE |  |  | 0 | NULL
7.2.10 | 10349012606 | CONNECTING ADAPTOR, M12 X 1.5 MALE THREADED & G 1/8" MALE THREADED, P/N.# 029510006 FOR UL LISTED FIRE SUPPRESSION SYSTEM | NAFFCO | P/N # 29510006 | NOS | 8 | 20 | 6 | 5 | 48 |  | 0 | FALSE |  |  | 0 | NULL
7.2.11 | 10346012640 | BLEED VALVE, P/N.# 029730040-NF FOR UL LISTED FIRE SUPPRESSION SYSTEM | NAFFCO | P/N # 29730040 | NOS | 1 | 170 | 49 | 5 | 49 |  | 0 | FALSE |  |  | 0 | NULL
7.2.12 | 10344012205 | MANIFOLD FOR 5 CYLINDER NAFFCOINERT UL CLEAN AGENT FIRE SUPPRESSION SYSTEM, 360 DIA CYLINDER, P/N.# NFIG-360-SRM5 - NAFFCO | NAFFCO | NFIG-360-SRM5 | NOS | 1 | 1060 | 304 | 5 | 304 |  | 0 | FALSE |  |  | 0 | NULL
7.2.13 |  | MANIFOLD END CAP - 2" WITH PORT | NAFFCO |  | NOS | 1 | 42 | 13 | 5 | 13 |  | 0 | FALSE |  |  | 0 | NULL
7.2.14 |  | MANIFOLD END CAP - 2" WITHOUT PORT | NAFFCO |  | NOS | 1 | 42 | 13 | 5 | 13 |  | 0 | FALSE |  |  | 0 | NULL
7.2.15 |  | RACK ASSEMBLY FOR 5 CYLINDERS, SINGLE ROW, FLOOR MOUNTING TYPE, CYLINDER DIA: 360MM, CAPACITY: 67L, 80L & 140L, PRESSURE RATING: 200 / 300BAR, MODEL: NFIG-RA02-005F FOR NAFFCOINERT UL CLEAN AGENT FIRE SUPPRESSION SYSTEM - NAFFCO | NAFFCO | NFIG-RA02-005F | NOS | 1 | 540 | 155 | 5 | 155 |  | 0 | FALSE |  |  | 0 | NULL
7.3 |  | MISCELLANEOUS ITEMS |  |  |  | 0 | 0 | 0 | 5 | 0 |  | 0 | FALSE |  |  | 0 | NULL
7.3.1 |  | PRESSURE RELIEF DAMPER, SIZE: 620 X 620 X 120MM, MODEL: SHXUN500 - AFP | AFP AIRTECH | SHXUN500 | NOS | 1 | 3329.1499 | 953 | 5 | 953 |  | 0 | FALSE |  |  | 0 | NULL
7.3.2 |  | WEATHER PROOF LOUVERS FOR PRV - AFP SHXUN500 | AFP AIRTECH | DWL500 | NOS | 1 | 646.875 | 186 | 5 | 186 |  | 0 | FALSE |  |  | 0 | NULL
8 |  | MIXING ROOM |  |  |  | 0 | 0 | 0 | 5 | 0 | 16257 | 0 | FALSE |  |  | 0 | NULL
8.1 |  | MAIN |  |  |  | 0 | 0 | 0 | 5 | 0 |  | 0 | FALSE |  |  | 0 | NULL
8.1.1 | 10340512160 | CONTAINER ASSEMBLY 140 LTR (IG100) KIT FILLED WITH MIN 99.9% NITROGEN - 300BAR, MODEL: NFIG100-300-140 FOR NAFFCOINERT UL CLEAN AGENT FIRE SUPPRESSION SYSTEM COMPLETE WITH PRESSURE GAUGE AND CONSTANT DISCHARGE PRESSURE REGULATOR | NAFFCO | NFIG100-300-140 | SETS | 4 | 4770 | 1365 | 5 | 5460 |  | 0 | FALSE |  |  | 0 | NULL
8.1.2 | 10341512133 | ELECTRO MAGNETIC DEVICE WITH DIODE, INLET THREADED TO M42 X 1.5, 24V DC, 0.5 A, IP 65 RATED, P/N.# B04425146 FOR UL LISTED FIRE SUPPRESSION SYSTEM (REFER ITEM.# 10341512136) | NAFFCO | B04425148 | NOS | 1 | 790 | 227 | 5 | 227 |  | 0 | FALSE |  |  | 0 | NULL
8.1.3 | 10349012810 | RESET TOOL FOR ELECTRO MAGNETIC DEVICE FOR INERT GAS SYSTEM, P/N.# 029210064 (OLD P/N.# 023000064) - NAFFCO | NAFFCO | 029210064 (023000064) | NOS | 1 | 110 | 32 | 5 | 32 |  | 0 | FALSE |  |  | 0 | NULL
8.1.4 | 10341512520 | MONITORING SWITCH FOR ELECTROMAGNETIC DEVICE FOR UL LISTED NAFFCOINERT SYSTEM, PART NO: 029905200-NF - NAFFCO | NAFFCO | 029905200-NF | NOS | 1 | 609 | 175 | 5 | 175 |  | 0 | FALSE |  |  | 0 | NULL
8.1.5 | 10341512120 | MANUAL / PNEUMATIC RELEASE DEVICE, WP 300 BAR, INLET THREADED TO M42 X 1.5, PNEUMATIC LINE CONNECTION G 1/8", P/N.# B04420065-NF FOR UL LISTED FIRE SUPPRESSION SYSTEM | NAFFCO | B04420065 | NOS | 1 | 120 | 35 | 5 | 35 |  | 0 | FALSE |  |  | 0 | NULL
8.1.6 | 10341512122 | PNEUMATIC RELEASE DEVICE, WP 300 BAR, INLET THREADED TO M42 X 1.5, PNEUMATIC LINE CONNECTION G 1/8", P/N.# B04420066NF FOR UL LISTED FIRE SUPPRESSION SYSTEM | NAFFCO | B04420066 | NOS | 3 | 80 | 23 | 5 | 69 |  | 0 | FALSE |  |  | 0 | NULL
8.1.7 | 10343512025 | DISCHARGE HOSE, DN16, WP 350 BAR, B/P 1400 BAR, 400MM LENGTH, INLET FEMALE THREAD TO W 21.8 X 1/14" TO DIN 477 & OUTLET FEMALE THREAD TO G 3/4", P/N.# B06920225-NF FOR NAFFCOINERT UL CLEAN AGENT FIRE SUPPRESSION SYSTEM | NAFFCO | B06920225-NF | NOS | 4 | 180 | 52 | 5 | 208 |  | 0 | FALSE |  |  | 0 | NULL
8.1.8 | 10343012208 | MANIFOLD CHECK VALVE, BRASS, MAX W/P 100 BAR, TP 150 BAR, HOSE CONNECTION THREAD G3/4", MANIFOLD CONNECTION THREAD R1" DN12, P/N.# B04600008-NF FOR UL LISTED FIRE SUPPRESSION SYSTEM | NAFFCO | B04600008 | NOS | 4 | 130 | 38 | 5 | 152 |  | 0 | FALSE |  |  | 0 | NULL
8.1.9 | 10343512032 | PILOT HOSE, SYNTHETIC RUBBER OIL RESISTANT W/STRAIGHT FITTINGS M12 X 1.5 FEMALE THREAD IN BOTH ENDS, 700MM LONG, W/P 400 BAR, B/P 1600 BAR, TEMP RANGE: -40 C. TO 100 C, P/N.# B06920212 FOR UL LISTED FIRE SUPPRESSION SYSTEM | NAFFCO | B06920212-NF | NOS | 1 | 70 | 21 | 5 | 21 |  | 0 | FALSE |  |  | 0 | NULL
8.1.10 | 10343512033 | PILOT HOSE, SYNTHETIC RUBBER OIL RESISTANT W/STRAIGHT FITTINGS M12 X 1.5 FEMALE THREAD IN BOTH ENDS, 500MM LONG, W/P 400 BAR, B/P 1600 BAR, TEMP RANGE: -40 C. TO 100 C, P/N.# B06920213 FOR UL LISTED FIRE SUPPRESSION SYSTEM | NAFFCO | B06920213-NF | NOS | 2 | 70 | 21 | 5 | 42 |  | 0 | FALSE |  |  | 0 | NULL
8.1.11 | 10349012606 | CONNECTING ADAPTOR, M12 X 1.5 MALE THREADED & G 1/8" MALE THREADED, P/N.# 029510006 FOR UL LISTED FIRE SUPPRESSION SYSTEM | NAFFCO | P/N # 29510006 | NOS | 6 | 20 | 6 | 5 | 36 |  | 0 | FALSE |  |  | 0 | NULL
8.1.12 | 10346012640 | BLEED VALVE, P/N.# 029730040-NF FOR UL LISTED FIRE SUPPRESSION SYSTEM | NAFFCO | P/N # 29730040 | NOS | 1 | 170 | 49 | 5 | 49 |  | 0 | FALSE |  |  | 0 | NULL
8.1.13 | 10344012254 | MANIFOLD FOR 4 CYLINDER NAFFCOINERT UL CLEAN AGENT FIRE SUPPRESSION SYSTEM, 360 DIA CYLINDER, P/N.# NFIG-360-SRM4 - NAFFCO | NAFFCO | NFIG-360-SRM4 | NOS | 1 | 880 | 252 | 5 | 252 |  | 0 | FALSE |  |  | 0 | NULL
8.1.14 |  | MANIFOLD END CAP - 2" WITH PORT | NAFFCO |  | NOS | 1 | 42 | 13 | 5 | 13 |  | 0 | FALSE |  |  | 0 | NULL
8.1.15 |  | MANIFOLD END CAP - 2" WITHOUT PORT | NAFFCO |  | NOS | 1 | 42 | 13 | 5 | 13 |  | 0 | FALSE |  |  | 0 | NULL
8.1.16 |  | RACK ASSEMBLY FOR 4 CYLINDERS, SINGLE ROW, FLOOR MOUNTING TYPE, CYLINDER DIA: 360MM, CAPACITY: 67L, 80L & 140L, PRESSURE RATING: 200 / 300BAR, MODEL: NFIG-RA02-004F FOR NAFFCOINERT UL CLEAN AGENT FIRE SUPPRESSION SYSTEM - NAFFCO | NAFFCO | NFIG-RA02-004F | NOS | 1 | 510 | 146 | 5 | 146 |  | 0 | FALSE |  |  | 0 | NULL
8.1.17 |  | DISCHARGE NOZZLE | NAFFCO | NAFFCO | NOS | 4 | 180 | 52 | 5 | 208 |  | 0 | FALSE |  |  | 0 | NULL
8.1.18 | 10341512137 | PRESSURE RELIEF DEVICE FOR MANIFOLD, P/N.# 029730037 FOR NAFFCOINERT UL CLEAN AGENT FIRE SUPPRESSION SYSTEM | NAFFCO | P/N #29730037 | NOS | 1 | 690 | 198 | 5 | 198 |  | 0 | FALSE |  |  | 0 | NULL
8.1.19 | 10341512022 | PRESSURE & FLOW DETECTOR SWITCH, P/N.# 028250050 FOR NAFFCOINERT UL CLEAN AGENT FIRE SUPPRESSION SYSTEM | NAFFCO | P/N # 28250050 | NOS | 1 | 1900 | 544 | 5 | 544 |  | 0 | FALSE |  |  | 0 | NULL
8.1.20 |  | HYDRAULIC CHECK VALVE 2", NPT FEMALE THREADED, CARBON STEEL, 300 BAR - INTEVA, SPAIN |  | 504.110008BI | NOS | 2 | 441 | 127 | 5 | 254 |  | 0 | FALSE |  |  | 0 | NULL
8.1.21 |  | WARNING SIGN |  |  | SETS | 1 | 300 | 86 | 5 | 86 |  | 0 | FALSE |  |  | 0 | NULL
8.2 |  | RESERVE |  |  |  | 0 | 0 | 0 | 5 | 0 |  | 0 | FALSE |  |  | 0 | NULL
8.2.1 | 10340512160 | CONTAINER ASSEMBLY 140 LTR (IG100) KIT FILLED WITH MIN 99.9% NITROGEN - 300BAR, MODEL: NFIG100-300-140 FOR NAFFCOINERT UL CLEAN AGENT FIRE SUPPRESSION SYSTEM COMPLETE WITH PRESSURE GAUGE AND CONSTANT DISCHARGE PRESSURE REGULATOR | NAFFCO | NFIG100-300-140 | SETS | 4 | 4770 | 1365 | 5 | 5460 |  | 0 | FALSE |  |  | 0 | NULL
8.2.2 | 10341512133 | ELECTRO MAGNETIC DEVICE WITH DIODE, INLET THREADED TO M42 X 1.5, 24V DC, 0.5 A, IP 65 RATED, P/N.# B04425146 FOR UL LISTED FIRE SUPPRESSION SYSTEM (REFER ITEM.# 10341512136) | NAFFCO | B04425148 | NOS | 1 | 790 | 227 | 5 | 227 |  | 0 | FALSE |  |  | 0 | NULL
8.2.3 | 10341512520 | MONITORING SWITCH FOR ELECTROMAGNETIC DEVICE FOR UL LISTED NAFFCOINERT SYSTEM, PART NO: 029905200-NF - NAFFCO | NAFFCO | 029905200-NF | NOS | 1 | 609 | 175 | 5 | 175 |  | 0 | FALSE |  |  | 0 | NULL
8.2.4 | 10341512120 | MANUAL / PNEUMATIC RELEASE DEVICE, WP 300 BAR, INLET THREADED TO M42 X 1.5, PNEUMATIC LINE CONNECTION G 1/8", P/N.# B04420065-NF FOR UL LISTED FIRE SUPPRESSION SYSTEM | NAFFCO | B04420065 | NOS | 1 | 120 | 35 | 5 | 35 |  | 0 | FALSE |  |  | 0 | NULL
8.2.5 | 10341512122 | PNEUMATIC RELEASE DEVICE, WP 300 BAR, INLET THREADED TO M42 X 1.5, PNEUMATIC LINE CONNECTION G 1/8", P/N.# B04420066NF FOR UL LISTED FIRE SUPPRESSION SYSTEM | NAFFCO | B04420066 | NOS | 3 | 80 | 23 | 5 | 69 |  | 0 | FALSE |  |  | 0 | NULL
8.2.6 | 10343512025 | DISCHARGE HOSE, DN16, WP 350 BAR, B/P 1400 BAR, 400MM LENGTH, INLET FEMALE THREAD TO W 21.8 X 1/14" TO DIN 477 & OUTLET FEMALE THREAD TO G 3/4", P/N.# B06920225-NF FOR NAFFCOINERT UL CLEAN AGENT FIRE SUPPRESSION SYSTEM | NAFFCO | B06920225-NF | NOS | 4 | 180 | 52 | 5 | 208 |  | 0 | FALSE |  |  | 0 | NULL
8.2.7 | 10343012208 | MANIFOLD CHECK VALVE, BRASS, MAX W/P 100 BAR, TP 150 BAR, HOSE CONNECTION THREAD G3/4", MANIFOLD CONNECTION THREAD R1" DN12, P/N.# B04600008-NF FOR UL LISTED FIRE SUPPRESSION SYSTEM | NAFFCO | B04600008 | NOS | 4 | 130 | 38 | 5 | 152 |  | 0 | FALSE |  |  | 0 | NULL
8.2.8 | 10343512032 | PILOT HOSE, SYNTHETIC RUBBER OIL RESISTANT W/STRAIGHT FITTINGS M12 X 1.5 FEMALE THREAD IN BOTH ENDS, 700MM LONG, W/P 400 BAR, B/P 1600 BAR, TEMP RANGE: -40 C. TO 100 C, P/N.# B06920212 FOR UL LISTED FIRE SUPPRESSION SYSTEM | NAFFCO | B06920212-NF | NOS | 1 | 70 | 21 | 5 | 21 |  | 0 | FALSE |  |  | 0 | NULL
8.2.9 | 10343512033 | PILOT HOSE, SYNTHETIC RUBBER OIL RESISTANT W/STRAIGHT FITTINGS M12 X 1.5 FEMALE THREAD IN BOTH ENDS, 500MM LONG, W/P 400 BAR, B/P 1600 BAR, TEMP RANGE: -40 C. TO 100 C, P/N.# B06920213 FOR UL LISTED FIRE SUPPRESSION SYSTEM | NAFFCO | B06920213-NF | NOS | 2 | 70 | 21 | 5 | 42 |  | 0 | FALSE |  |  | 0 | NULL
8.2.10 | 10349012606 | CONNECTING ADAPTOR, M12 X 1.5 MALE THREADED & G 1/8" MALE THREADED, P/N.# 029510006 FOR UL LISTED FIRE SUPPRESSION SYSTEM | NAFFCO | P/N # 29510006 | NOS | 6 | 20 | 6 | 5 | 36 |  | 0 | FALSE |  |  | 0 | NULL
8.2.11 | 10346012640 | BLEED VALVE, P/N.# 029730040-NF FOR UL LISTED FIRE SUPPRESSION SYSTEM | NAFFCO | P/N # 29730040 | NOS | 1 | 170 | 49 | 5 | 49 |  | 0 | FALSE |  |  | 0 | NULL
8.2.12 | 10344012254 | MANIFOLD FOR 4 CYLINDER NAFFCOINERT UL CLEAN AGENT FIRE SUPPRESSION SYSTEM, 360 DIA CYLINDER, P/N.# NFIG-360-SRM4 - NAFFCO | NAFFCO | NFIG-360-SRM4 | NOS | 1 | 880 | 252 | 5 | 252 |  | 0 | FALSE |  |  | 0 | NULL
8.2.13 |  | MANIFOLD END CAP - 2" WITH PORT | NAFFCO |  | NOS | 1 | 42 | 13 | 5 | 13 |  | 0 | FALSE |  |  | 0 | NULL
8.2.14 |  | MANIFOLD END CAP - 2" WITHOUT PORT | NAFFCO |  | NOS | 1 | 42 | 13 | 5 | 13 |  | 0 | FALSE |  |  | 0 | NULL
8.2.15 |  | RACK ASSEMBLY FOR 4 CYLINDERS, SINGLE ROW, FLOOR MOUNTING TYPE, CYLINDER DIA: 360MM, CAPACITY: 67L, 80L & 140L, PRESSURE RATING: 200 / 300BAR, MODEL: NFIG-RA02-004F FOR NAFFCOINERT UL CLEAN AGENT FIRE SUPPRESSION SYSTEM - NAFFCO | NAFFCO | NFIG-RA02-004F | NOS | 1 | 510 | 146 | 5 | 146 |  | 0 | FALSE |  |  | 0 | NULL
8.3 |  | MISCELLANEOUS ITEMS |  |  |  | 0 | 0 | 0 | 5 | 0 |  | 0 | FALSE |  |  | 0 | NULL
8.3.1 |  | PRESSURE RELIEF DAMPER, SIZE: 620 X 620 X 120MM, MODEL: SHXUN500 - AFP | AFP AIRTECH | SHXUN500 | NOS | 1 | 3329.1499 | 953 | 5 | 953 |  | 0 | FALSE |  |  | 0 | NULL
8.3.2 |  | WEATHER PROOF LOUVERS FOR PRV - AFP SHXUN500 | AFP AIRTECH | DWL500 | NOS | 1 | 646.875 | 186 | 5 | 186 |  | 0 | FALSE |  |  | 0 | NULL
9 |  | HISTORICAL SAMPLES STORE, MAIN CHEMICAL STORE & MIXING ROOM - ELECTRICAL COMPONENTS |  |  |  | 0 | 0 | 0 | 5 | 0 | 38265 | 0 | FALSE |  |  | 0 | NULL
9.1 |  | 2 LOOP ADDRESSABLE FIRE EXTINGUISHING PANEL C/W 2 SETS X 18 AH, 12VDC, PB ACID BATTERY | CHEETAH XI - FIKE | 10-068-R-2-L | SETS | 1 | 8500 | 2432 | 5 | 2432 |  | 0 | FALSE |  |  | 0 | NULL
9.2 |  | RELAY CONTROL ASSEMBLY (MAX OF 6 RELAY MODULES OF ANY COMBINATION I.E. MAX OF 24 PROGRAMMABLE RELAYS) COMPLETE WITH: 3 NOS. X CRM4 RELAY MODULE (2A @ 30VDC, 0.5A 2 @ 120 VAC) | FIKE | 10-2777 / 10-2204 | SETS | 1 | 3559 | 1019 | 5 | 1019 |  | 0 | FALSE |  |  | 0 | NULL
9.3 |  | 3 REMOTE EQUIPMENT ENCLOSURE | FIKE | 10-2780-R | NOS | 1 | 916 | 263 | 5 | 263 |  | 0 | FALSE |  |  | 0 | NULL
9.4 | 13101825018 | SMOKE DETECTOR, PHOTOELECTRIC WITH BUILT IN ISOLATORS (ED-PI), MODEL: 63-1058 - FIKE WITH STANDARD DETECTOR BASE 4" WITH BUILT IN ISOLATORS (EBI), MODEL: 63-1061 - FIKE | FIKE | 63-1058 / 63-1061 | NOS | 12 | 450 | 129 | 5 | 1548 |  | 0 | FALSE |  |  | 0 | NULL
9.5 |  | HORN | E2S | A100DC0224MA1A1R | NOS | 4 | 1050 | 301 | 5 | 1204 |  | 0 | FALSE |  |  | 0 | NULL
9.6 |  | STROBE HORN | E2S | DL105HDC024AA1ARR | NOS | 10 | 4750 | 1359 | 5 | 13590 |  | 0 | FALSE |  |  | 0 | NULL
9.7 | 13006325141 | MAIN TO RESERVE TRANSFER SWITCH FOR SYSTEMS, MODEL.# 10-2967, UL/FM APPROVED - FIKE WITH BACKBOX | FIKE | 10-2967 | NOS | 3 | 345 | 99 | 5 | 297 |  | 0 | FALSE |  |  | 0 | NULL
9.8 | 13006225123 | SYSTEM ABORT SWITCH, MODEL.# 10-2965, UL/FM - FIKE WITH BACKBOX | FIKE | 10-2965 | NOS | 5 | 360 | 103 | 5 | 515 |  | 0 | FALSE |  |  | 0 | NULL
9.9 |  | ABORT SWITCHES COMPLETE WITH BACKBOX (EXPLOSION PROOF) | E2S | STEXCP8PM-S-D-L-A-S-3-A1-R | NOS |  | 7250 | 2075 | 5 | 0 |  | 0 | FALSE |  |  | 0 | NULL
9.10 | 13105025063 | INTELLIGENT AGENT RELEASE PULL STATION, P/N.# 20-1343 - FIKE WITH BACKBOX | FIKE | 20-1343 | NOS | 8 | 325 | 93 | 5 | 744 |  | 0 | FALSE |  |  | 0 | NULL
9.11 |  | EXPLOSION PROOF PUSH BUTTON (EX DB IIC T6 GB TA) | E2S | STEXCP8PT-S-D-L-A-S-3-A1-R | NOS |  | 7250 | 2075 | 5 | 0 |  | 0 | FALSE |  |  | 0 | NULL
9.12 |  | KEYED INPUT SWITCH FOR AUTO MANUAL OPERATION & ACTIVE/INHIBIT MODE OPERATION WITH BACKBOX | FIKE | 10-2969 | NOS | 5 | 360 | 103 | 5 | 515 |  | 0 | FALSE |  |  | 0 | NULL
9.13 | 10341512541 | RELEASING CIRCUIT DISABLE SWITCH,24V DC, UL LISTED, MODEL: RCDS-1 (POTTER) WITH BACKBOX | POTTER | RCDS-1 | NOS | 3 | 224.25 | 65 | 5 | 195 |  | 0 | FALSE |  |  | 0 | NULL
9.14 | 13109938065 | WEATHER PROOF COVER, SURFACE MOUNT, WITH 50MM SPACER AND GASKET SET, UL LISTED, MODEL: STI 3150 - STI | FIKE | STI-3150 | NOS | 21 | 352 | 101 | 5 | 2121 |  | 0 | FALSE |  |  | 0 | NULL
9.15 | 13108425153 | RELEASING CONTROL MODULE WITH ISOLATOR (EM-1RMI), MODEL.# 55-053 - FIKE WITH BACKBOX | FIKE | 55-053 | NOS | 3 | 1140 | 327 | 5 | 981 |  | 0 | FALSE |  |  | 0 | NULL
9.16 | 13108625050 | ADDRESSABLE MINI MONITOR MODULE WITH BUILT IN ISOLATOR (EM-1MMI), MODEL: 55-050 - FIKE WITH BACKBOX | FIKE | 55-050 | NOS | 16 | 340 | 98 | 5 | 1568 |  | 0 | FALSE |  |  | 0 | NULL
9.17 | 13108625046 | ADDRESSABLE SQUARE MONITOR MODULE 4" WITH ISOLATOR (EM-1SMI), MODEL: 55-046 - FIKE WITH BACKBOX | FIKE | 55-046 | NOS | 30 | 380 | 109 | 5 | 3270 |  | 0 | FALSE |  |  | 0 | NULL
9.18 | 13108425015 | SUPERVISED CONTROL MODULE WITH BUILT IN ISOLATOR (EM-1SMI), MODEL: 55-047 - FIKE WITH BACKBOX | FIKE | 55-047 | NOS | 20 | 435 | 125 | 5 | 2500 |  | 0 | FALSE |  |  | 0 | NULL
9.19 |  | MODULE BOX FOR 20 NOS. OF MODULES | NAFFCO | FABRICATED, NAFFCO | SETS | 4 | 950 | 272 | 5 | 1088 |  | 0 | FALSE |  |  | 0 | NULL
9.20 |  | POWER SUPPLY UNIT, 24V DC ,10 Amps, W / battery | FIKE | 10-2829-1-0-01-0-1-01 | NOS | 1 | 1676 | 480 | 5 | 480 |  | 0 | FALSE |  |  | 0 | NULL
9.21 |  | ILLUMINATED WARNING SIGN, WEATHERPROOF (IP 66) - DO NOT ENTER - GAS DISCHARGED, BLACK ON YELLOW, MODEL: SWX2720 – SHIELD | NAFFCO | SWX2720, SHIELD / 4210-0120 / 4210-013 / AMPAC | NOS | 5 | 2750 | 787 | 5 | 3935 |  | 0 | FALSE |  |  | 0 | NULL
[8 empty] | 3.67 |  | 391213 | 391213
1.05