## CO2 SYSTEM
SLNO | ItemCode | ItemName | Brand | Model | UOM | Qty | UnitPriceAED | UnitPrice | Margin | Amount | Unitweight | Optional | COO | DeliveryStatus | CRMProductId | CRMProduct
1 |  | TRANSFORMER ROOM @ 1BF (CO2-1B1) |  |  |  | 0 | 0 | 0 | 0 | 0 | 0 | FALSE |  |  | 0 | NULL
1.1 |  | MECHNICAL COMPONENTS (MAIN SET) |  |  |  | 0 | 0 | 0 | 0 | 0 | 0 | FALSE |  |  | 0 | NULL
1.1.1 |  | 45 KG CO2 CYLINDER - 24VDC COMPLETE WITH: SOLENOID HEAD VALVE, BRACKET AND TRIMMINGS, FILLED WITH 45 KG. CO2 GAS | NAFFCO | NCS45 B04390031-NF | NOS | 1 | 1527 | 437 | 0 | 437 | 0 | FALSE |  |  | 0 | NULL
1.1.2 |  | 45 KG CO2 CYLINDER COMPLETE WITH: DIFFERENTIAL HEAD VALVE, BRACKET AND TRIMMINGS, FILLED WITH 45 KG. CO2 GAS | NAFFCO | NCS45 B04800121-NF | NOS | 1 | 1285 | 368 | 0 | 368 | 0 | FALSE |  |  | 0 | NULL
1.1.3 |  | MANUAL & PNEUMATIC RELEASE | NAFFCO | B04420065-NF | NOS | 1 | 122 | 35 | 0 | 35 | 0 | FALSE |  |  | 0 | NULL
1.1.4 |  | FLEXIBLE HOSE (DISCHARGE) WITH CHECK VALVE | NAFFCO | NHC18 / B04600008-NF | NOS | 2 | 334 | 96 | 0 | 192 | 0 | FALSE |  |  | 0 | NULL
1.1.5 |  | FLEXIBLE HOSE - 700MM (PNEUMATIC CYLINDER TO MANIFOLD AND RACK TO RACK) | NAFFCO | B06290212-NF | NOS | 1 | 81 | 24 | 0 | 24 | 0 | FALSE |  |  | 0 | NULL
1.1.6 |  | ADAPTER | NAFFCO | 0295100006-NF | NOS | 2 | 25 | 8 | 0 | 16 | 0 | FALSE |  |  | 0 | NULL
1.1.7 |  | MANIFOLD FOR 2 CYLINDER | NAFFCO | NFCO2-267-SRM2 | NOS | 1 | 632 | 181 | 0 | 181 | 0 | FALSE |  |  | 0 | NULL
1.1.8 |  | RACK ASSEMBLY FOR 2 CYLINDER | NAFFCO | NFCO2-RA02-002F | NOS | 1 | 522 | 150 | 0 | 150 | 0 | FALSE |  |  | 0 | NULL
1.1.9 |  | DISCHARGE NOZZLE | NAFFCO | N360º | NOS | 2 | 37 | 11 | 0 | 22 | 0 | FALSE |  |  | 0 | NULL
1.1.10 |  | DISCHARGE PRESSURE SWITCH | NAFFCO | 028250050-NF | NOS | 1 | 690 | 198 | 0 | 198 | 0 | FALSE |  |  | 0 | NULL
1.1.11 |  | SAFETY DEVICE | NAFFCO | 29730039 | NOS | 1 | 428 | 123 | 0 | 123 | 0 | FALSE |  |  | 0 | NULL
1.1.12 |  | BLEED VALVE | NAFFCO | 029730040-NF | NOS | 1 | 179 | 52 | 0 | 52 | 0 | FALSE |  |  | 0 | NULL
1.1.13 |  | GAS WEIGHT MONITOR CONTROL PANEL | NAFFCO |  | NOS | 1 | 700 | 201 | 0 | 201 | 0 | FALSE |  |  | 0 | NULL
1.1.14 |  | GAS WEIGHT MONITOR | NAFFCO |  | NOS | 2 | 500 | 144 | 0 | 288 | 0 | FALSE |  |  | 0 | NULL
1.2 |  | ELECTRICAL COMPONENTS |  |  |  | 0 | 0 | 0 | 0 | 0 | 0 | FALSE |  |  | 0 | NULL
1.2.1 |  | EXTINGUISHING CONTROL PANEL WITH WEATHER PROOF ENCLOSURE (2) DETECTION ZONE (1) RELEASE AREA COMPLETE WITH: 24VDC BACK-UP BATTERY | SHIELD | AX-T | SET | 1 | 3502 | 1002 | 0 | 1002 | 0 | FALSE |  |  | 0 | NULL
1.2.2 |  | HEAT DETECTOR WITH BASE | FIKE | 60-1030 | NOS | 4 | 45 | 13 | 0 | 52 | 0 | FALSE |  |  | 0 | NULL
1.2.3 |  | BELL, 6" WITH BACKBOX | FIKE | FB-1000C6 | NOS | 1 | 85 | 25 | 0 | 25 | 0 | FALSE |  |  | 0 | NULL
1.2.4 | 13007138210 | HORN/STROBE, INDOOR, SELECTABLE CANDELA STROBE, WALL MOUNT, RED, UL LISTED, MODEL : SH-HSIR - SHIELD | SHIELD | SH-HSIR | NOS | 1 | 150 | 43 | 0 | 43 | 0 | FALSE |  |  | 0 | NULL
1.2.5 |  | STROBE, SELECTABLE CANDELA STROBE, WALL MOUNT, RED, INDOOR, UL LISTED, MODEL: SH-STIR - SHIELD WITH BACKBOX | SHIELD | SH-STIR | NOS | 1 | 125 | 36 | 0 | 36 | 0 | FALSE |  |  | 0 | NULL
1.2.6 | 13006325141 | MAIN TO RESERVE TRANSFER SWITCH FOR SYSTEMS, MODEL.# 10-2967, UL/FM APPROVED - FIKE WITH BACKBOX | FIKE | 10-2967 | NOS | 1 | 375 | 108 | 0 | 108 | 0 | FALSE |  |  | 0 | NULL
1.2.7 |  | WARNING SIGN | NAFFCO | 02-12533 | SET | 1 | 300 | 86 | 0 | 86 | 0 | FALSE |  |  | 0 | NULL
1.3 |  | MECHNICAL COMPONENTS (RESERVE SET) |  |  |  | 0 | 0 | 0 | 0 | 0 | 0 | FALSE |  |  | 0 | NULL
1.3.1 |  | 45 KG CO2 CYLINDER - 24VDC COMPLETE WITH: SOLENOID HEAD VALVE, BRACKET AND TRIMMINGS, FILLED WITH 45 KG. CO2 GAS | NAFFCO | NCS45 B04390031-NF | NOS | 1 | 1527 | 437 | 0 | 437 | 0 | FALSE |  |  | 0 | NULL
1.3.2 |  | 45 KG CO2 CYLINDER COMPLETE WITH: DIFFERENTIAL HEAD VALVE, BRACKET AND TRIMMINGS, FILLED WITH 45 KG. CO2 GAS | NAFFCO | NCS45 B04800121-NF | NOS | 1 | 1285 | 368 | 0 | 368 | 0 | FALSE |  |  | 0 | NULL
1.3.3 |  | MANUAL & PNEUMATIC RELEASE | NAFFCO | B04420065-NF | NOS | 1 | 122 | 35 | 0 | 35 | 0 | FALSE |  |  | 0 | NULL
1.3.4 |  | FLEXIBLE HOSE (DISCHARGE) WITH CHECK VALVE | NAFFCO | NHC18 / B04600008-NF | NOS | 2 | 334 | 96 | 0 | 192 | 0 | FALSE |  |  | 0 | NULL
1.3.5 |  | FLEXIBLE HOSE - 700MM (PNEUMATIC CYLINDER TO MANIFOLD AND RACK TO RACK) | NAFFCO | B06290212-NF | NOS | 1 | 81 | 24 | 0 | 24 | 0 | FALSE |  |  | 0 | NULL
1.3.6 |  | MANIFOLD FOR 2 CYLINDER | NAFFCO | NFCO2-267-SRM2 | NOS | 1 | 632 | 181 | 0 | 181 | 0 | FALSE |  |  | 0 | NULL
1.3.7 |  | RACK ASSEMBLY FOR 2 CYLINDER | NAFFCO | NFCO2-RA02-002F | NOS | 1 | 522 | 150 | 0 | 150 | 0 | FALSE |  |  | 0 | NULL
1.3.8 |  | SAFETY DEVICE | NAFFCO | 29730039 | NOS | 1 | 428 | 123 | 0 | 123 | 0 | FALSE |  |  | 0 | NULL
1.3.9 |  | BLEED VALVE | NAFFCO | 029730040-NF | NOS | 1 | 179 | 52 | 0 | 52 | 0 | FALSE |  |  | 0 | NULL
1.3.10 |  | GAS WEIGHT MONITOR CONTROL PANEL | NAFFCO |  | NOS | 1 | 700 | 201 | 0 | 201 | 0 | FALSE |  |  | 0 | NULL
1.3.11 |  | GAS WEIGHT MONITOR | NAFFCO |  | NOS | 2 | 500 | 144 | 0 | 288 | 0 | FALSE |  |  | 0 | NULL
2 |  | TABLEUX ROOM - 1 @ 1BF (CO2-2B1) |  |  |  | 0 | 0 | 0 | 0 | 0 | 0 | FALSE |  |  | 0 | NULL
2.1 |  | MECHNICAL COMPONENTS (MAIN SET) |  |  |  | 0 | 0 | 0 | 0 | 0 | 0 | FALSE |  |  | 0 | NULL
2.1.1 |  | 45 KG CO2 CYLINDER - 24VDC COMPLETE WITH: SOLENOID HEAD VALVE, BRACKET AND TRIMMINGS, FILLED WITH 45 KG. CO2 GAS | NAFFCO | NCS45 B04390031-NF | NOS | 1 | 1527 | 437 | 0 | 437 | 0 | FALSE |  |  | 0 | NULL
2.1.2 |  | 45 KG CO2 CYLINDER COMPLETE WITH: DIFFERENTIAL HEAD VALVE, BRACKET AND TRIMMINGS, FILLED WITH 45 KG. CO2 GAS | NAFFCO | NCS45 B04800121-NF | NOS | 1 | 1285 | 368 | 0 | 368 | 0 | FALSE |  |  | 0 | NULL
2.1.3 |  | MANUAL & PNEUMATIC RELEASE | NAFFCO | B04420065-NF | NOS | 1 | 122 | 35 | 0 | 35 | 0 | FALSE |  |  | 0 | NULL
2.1.4 |  | FLEXIBLE HOSE (DISCHARGE) WITH CHECK VALVE | NAFFCO | NHC18 / B04600008-NF | NOS | 2 | 334 | 96 | 0 | 192 | 0 | FALSE |  |  | 0 | NULL
2.1.5 |  | FLEXIBLE HOSE - 700MM (PNEUMATIC CYLINDER TO MANIFOLD AND RACK TO RACK) | NAFFCO | B06290212-NF | NOS | 1 | 81 | 24 | 0 | 24 | 0 | FALSE |  |  | 0 | NULL
2.1.6 |  | ADAPTER | NAFFCO | 0295100006-NF | NOS | 2 | 25 | 8 | 0 | 16 | 0 | FALSE |  |  | 0 | NULL
2.1.7 |  | MANIFOLD FOR 2 CYLINDER | NAFFCO | NFCO2-267-SRM2 | NOS | 1 | 632 | 181 | 0 | 181 | 0 | FALSE |  |  | 0 | NULL
2.1.8 |  | RACK ASSEMBLY FOR 2 CYLINDER | NAFFCO | NFCO2-RA02-002F | NOS | 1 | 522 | 150 | 0 | 150 | 0 | FALSE |  |  | 0 | NULL
2.1.9 |  | DISCHARGE NOZZLE | NAFFCO | N360º | NOS | 2 | 37 | 11 | 0 | 22 | 0 | FALSE |  |  | 0 | NULL
2.1.10 |  | DISCHARGE PRESSURE SWITCH | NAFFCO | 028250050-NF | NOS | 1 | 690 | 198 | 0 | 198 | 0 | FALSE |  |  | 0 | NULL
2.1.11 |  | SAFETY DEVICE | NAFFCO | 29730039 | NOS | 1 | 428 | 123 | 0 | 123 | 0 | FALSE |  |  | 0 | NULL
2.1.12 |  | BLEED VALVE | NAFFCO | 029730040-NF | NOS | 1 | 179 | 52 | 0 | 52 | 0 | FALSE |  |  | 0 | NULL
2.1.13 |  | GAS WEIGHT MONITOR CONTROL PANEL | NAFFCO |  | NOS | 1 | 700 | 201 | 0 | 201 | 0 | FALSE |  |  | 0 | NULL
2.1.14 |  | GAS WEIGHT MONITOR | NAFFCO |  | NOS | 2 | 500 | 144 | 0 | 288 | 0 | FALSE |  |  | 0 | NULL
2.2 |  | ELECTRICAL COMPONENTS |  |  |  | 0 | 0 | 0 | 0 | 0 | 0 | FALSE |  |  | 0 | NULL
2.2.1 |  | EXTINGUISHING CONTROL PANEL WITH WEATHER PROOF ENCLOSURE (2) DETECTION ZONE (1) RELEASE AREA COMPLETE WITH: 24VDC BACK-UP BATTERY | SHIELD | AX-T | SET | 1 | 3502 | 1002 | 0 | 1002 | 0 | FALSE |  |  | 0 | NULL
2.2.2 |  | OPTICAL SMOKE DETECTOR WITH BASE | SHIELD | S-C2011 | NOS | 4 | 45 | 13 | 0 | 52 | 0 | FALSE |  |  | 0 | NULL
2.2.3 |  | BELL, 6" WITH BACKBOX | FIKE | FB-1000C6 | NOS | 1 | 85 | 25 | 0 | 25 | 0 | FALSE |  |  | 0 | NULL
2.2.4 | 13007138210 | HORN/STROBE, INDOOR, SELECTABLE CANDELA STROBE, WALL MOUNT, RED, UL LISTED, MODEL : SH-HSIR - SHIELD | SHIELD | SH-HSIR | NOS | 1 | 150 | 43 | 0 | 43 | 0 | FALSE |  |  | 0 | NULL
2.2.5 |  | STROBE, SELECTABLE CANDELA STROBE, WALL MOUNT, RED, INDOOR, UL LISTED, MODEL: SH-STIR - SHIELD WITH BACKBOX | SHIELD | SH-STIR | NOS | 1 | 125 | 36 | 0 | 36 | 0 | FALSE |  |  | 0 | NULL
2.2.6 | 13006325141 | MAIN TO RESERVE TRANSFER SWITCH FOR SYSTEMS, MODEL.# 10-2967, UL/FM APPROVED - FIKE WITH BACKBOX | FIKE | 10-2967 | NOS | 1 | 375 | 108 | 0 | 108 | 0 | FALSE |  |  | 0 | NULL
2.2.7 |  | WARNING SIGN | NAFFCO | 02-12533 | SET | 1 | 300 | 86 | 0 | 86 | 0 | FALSE |  |  | 0 | NULL
2.3 |  | MECHNICAL COMPONENTS (RESERVE SET) |  |  |  | 0 | 0 | 0 | 0 | 0 | 0 | FALSE |  |  | 0 | NULL
2.3.1 |  | 45 KG CO2 CYLINDER - 24VDC COMPLETE WITH: SOLENOID HEAD VALVE, BRACKET AND TRIMMINGS, FILLED WITH 45 KG. CO2 GAS | NAFFCO | NCS45 B04390031-NF | NOS | 1 | 1527 | 437 | 0 | 437 | 0 | FALSE |  |  | 0 | NULL
2.3.2 |  | 45 KG CO2 CYLINDER COMPLETE WITH: DIFFERENTIAL HEAD VALVE, BRACKET AND TRIMMINGS, FILLED WITH 45 KG. CO2 GAS | NAFFCO | NCS45 B04800121-NF | NOS | 1 | 1285 | 368 | 0 | 368 | 0 | FALSE |  |  | 0 | NULL
2.3.3 |  | MANUAL & PNEUMATIC RELEASE | NAFFCO | B04420065-NF | NOS | 1 | 122 | 35 | 0 | 35 | 0 | FALSE |  |  | 0 | NULL
2.3.4 |  | FLEXIBLE HOSE (DISCHARGE) WITH CHECK VALVE | NAFFCO | NHC18 / B04600008-NF | NOS | 2 | 334 | 96 | 0 | 192 | 0 | FALSE |  |  | 0 | NULL
2.3.5 |  | FLEXIBLE HOSE - 700MM (PNEUMATIC CYLINDER TO MANIFOLD AND RACK TO RACK) | NAFFCO | B06290212-NF | NOS | 1 | 81 | 24 | 0 | 24 | 0 | FALSE |  |  | 0 | NULL
2.3.6 |  | MANIFOLD FOR 2 CYLINDER | NAFFCO | NFCO2-267-SRM2 | NOS | 1 | 632 | 181 | 0 | 181 | 0 | FALSE |  |  | 0 | NULL
2.3.7 |  | RACK ASSEMBLY FOR 2 CYLINDER | NAFFCO | NFCO2-RA02-002F | NOS | 1 | 522 | 150 | 0 | 150 | 0 | FALSE |  |  | 0 | NULL
2.3.8 |  | SAFETY DEVICE | NAFFCO | 29730039 | NOS | 1 | 428 | 123 | 0 | 123 | 0 | FALSE |  |  | 0 | NULL
2.3.9 |  | BLEED VALVE | NAFFCO | 029730040-NF | NOS | 1 | 179 | 52 | 0 | 52 | 0 | FALSE |  |  | 0 | NULL
2.3.10 |  | GAS WEIGHT MONITOR CONTROL PANEL | NAFFCO |  | NOS | 1 | 700 | 201 | 0 | 201 | 0 | FALSE |  |  | 0 | NULL
2.3.11 |  | GAS WEIGHT MONITOR | NAFFCO |  | NOS | 2 | 500 | 144 | 0 | 288 | 0 | FALSE |  |  | 0 | NULL
3 |  | TABLEUX ROOM - 2 @ 1BF (CO2-3B1) |  |  |  | 0 | 0 | 0 | 0 | 0 | 0 | FALSE |  |  | 0 | NULL
3.1 |  | MECHNICAL COMPONENTS (MAIN SET) |  |  |  | 0 | 0 | 0 | 0 | 0 | 0 | FALSE |  |  | 0 | NULL
3.1.1 |  | 45 KG CO2 CYLINDER - 24VDC COMPLETE WITH: SOLENOID HEAD VALVE, BRACKET AND TRIMMINGS, FILLED WITH 45 KG. CO2 GAS | NAFFCO | NCS45 B04390031-NF | NOS | 1 | 1527 | 437 | 0 | 437 | 0 | FALSE |  |  | 0 | NULL
3.1.2 |  | 45 KG CO2 CYLINDER COMPLETE WITH: DIFFERENTIAL HEAD VALVE, BRACKET AND TRIMMINGS, FILLED WITH 45 KG. CO2 GAS | NAFFCO | NCS45 B04800121-NF | NOS | 1 | 1285 | 368 | 0 | 368 | 0 | FALSE |  |  | 0 | NULL
3.1.3 |  | MANUAL & PNEUMATIC RELEASE | NAFFCO | B04420065-NF | NOS | 1 | 122 | 35 | 0 | 35 | 0 | FALSE |  |  | 0 | NULL
3.1.4 |  | FLEXIBLE HOSE (DISCHARGE) WITH CHECK VALVE | NAFFCO | NHC18 / B04600008-NF | NOS | 2 | 334 | 96 | 0 | 192 | 0 | FALSE |  |  | 0 | NULL
3.1.5 |  | FLEXIBLE HOSE - 700MM (PNEUMATIC CYLINDER TO MANIFOLD AND RACK TO RACK) | NAFFCO | B06290212-NF | NOS | 1 | 81 | 24 | 0 | 24 | 0 | FALSE |  |  | 0 | NULL
3.1.6 |  | ADAPTER | NAFFCO | 0295100006-NF | NOS | 2 | 25 | 8 | 0 | 16 | 0 | FALSE |  |  | 0 | NULL
3.1.7 |  | MANIFOLD FOR 2 CYLINDER | NAFFCO | NFCO2-267-SRM2 | NOS | 1 | 632 | 181 | 0 | 181 | 0 | FALSE |  |  | 0 | NULL
3.1.8 |  | RACK ASSEMBLY FOR 2 CYLINDER | NAFFCO | NFCO2-RA02-002F | NOS | 1 | 522 | 150 | 0 | 150 | 0 | FALSE |  |  | 0 | NULL
3.1.9 |  | DISCHARGE NOZZLE | NAFFCO | N360º | NOS | 2 | 37 | 11 | 0 | 22 | 0 | FALSE |  |  | 0 | NULL
3.1.10 |  | DISCHARGE PRESSURE SWITCH | NAFFCO | 028250050-NF | NOS | 1 | 690 | 198 | 0 | 198 | 0 | FALSE |  |  | 0 | NULL
3.1.11 |  | SAFETY DEVICE | NAFFCO | 29730039 | NOS | 1 | 428 | 123 | 0 | 123 | 0 | FALSE |  |  | 0 | NULL
3.1.12 |  | BLEED VALVE | NAFFCO | 029730040-NF | NOS | 1 | 179 | 52 | 0 | 52 | 0 | FALSE |  |  | 0 | NULL
3.1.13 |  | GAS WEIGHT MONITOR CONTROL PANEL | NAFFCO |  | NOS | 1 | 700 | 201 | 0 | 201 | 0 | FALSE |  |  | 0 | NULL
3.1.14 |  | GAS WEIGHT MONITOR | NAFFCO |  | NOS | 2 | 500 | 144 | 0 | 288 | 0 | FALSE |  |  | 0 | NULL
3.2 |  | ELECTRICAL COMPONENTS |  |  |  | 0 | 0 | 0 | 0 | 0 | 0 | FALSE |  |  | 0 | NULL
3.2.1 |  | EXTINGUISHING CONTROL PANEL WITH WEATHER PROOF ENCLOSURE (2) DETECTION ZONE (1) RELEASE AREA COMPLETE WITH: 24VDC BACK-UP BATTERY | SHIELD | AX-T | SET | 1 | 3502 | 1002 | 0 | 1002 | 0 | FALSE |  |  | 0 | NULL
3.2.2 |  | OPTICAL SMOKE DETECTOR WITH BASE | SHIELD | S-C2011 | NOS | 4 | 45 | 13 | 0 | 52 | 0 | FALSE |  |  | 0 | NULL
3.2.3 |  | BELL, 6" WITH BACKBOX | FIKE | FB-1000C6 | NOS | 1 | 85 | 25 | 0 | 25 | 0 | FALSE |  |  | 0 | NULL
3.2.4 | 13007138210 | HORN/STROBE, INDOOR, SELECTABLE CANDELA STROBE, WALL MOUNT, RED, UL LISTED, MODEL : SH-HSIR - SHIELD | SHIELD | SH-HSIR | NOS | 1 | 150 | 43 | 0 | 43 | 0 | FALSE |  |  | 0 | NULL
3.2.5 |  | STROBE, SELECTABLE CANDELA STROBE, WALL MOUNT, RED, INDOOR, UL LISTED, MODEL: SH-STIR - SHIELD WITH BACKBOX | SHIELD | SH-STIR | NOS | 1 | 125 | 36 | 0 | 36 | 0 | FALSE |  |  | 0 | NULL
3.2.6 | 13006325141 | MAIN TO RESERVE TRANSFER SWITCH FOR SYSTEMS, MODEL.# 10-2967, UL/FM APPROVED - FIKE WITH BACKBOX | FIKE | 10-2967 | NOS | 1 | 375 | 108 | 0 | 108 | 0 | FALSE |  |  | 0 | NULL
3.2.7 |  | WARNING SIGN | NAFFCO | 02-12533 | SET | 1 | 300 | 86 | 0 | 86 | 0 | FALSE |  |  | 0 | NULL
3.3 |  | MECHNICAL COMPONENTS (RESERVE SET) |  |  |  | 0 | 0 | 0 | 0 | 0 | 0 | FALSE |  |  | 0 | NULL
3.3.1 |  | 45 KG CO2 CYLINDER - 24VDC COMPLETE WITH: SOLENOID HEAD VALVE, BRACKET AND TRIMMINGS, FILLED WITH 45 KG. CO2 GAS | NAFFCO | NCS45 B04390031-NF | NOS | 1 | 1527 | 437 | 0 | 437 | 0 | FALSE |  |  | 0 | NULL
3.3.2 |  | 45 KG CO2 CYLINDER COMPLETE WITH: DIFFERENTIAL HEAD VALVE, BRACKET AND TRIMMINGS, FILLED WITH 45 KG. CO2 GAS | NAFFCO | NCS45 B04800121-NF | NOS | 1 | 1285 | 368 | 0 | 368 | 0 | FALSE |  |  | 0 | NULL
3.3.3 |  | MANUAL & PNEUMATIC RELEASE | NAFFCO | B04420065-NF | NOS | 1 | 122 | 35 | 0 | 35 | 0 | FALSE |  |  | 0 | NULL
3.3.4 |  | FLEXIBLE HOSE (DISCHARGE) WITH CHECK VALVE | NAFFCO | NHC18 / B04600008-NF | NOS | 2 | 334 | 96 | 0 | 192 | 0 | FALSE |  |  | 0 | NULL
3.3.5 |  | FLEXIBLE HOSE - 700MM (PNEUMATIC CYLINDER TO MANIFOLD AND RACK TO RACK) | NAFFCO | B06290212-NF | NOS | 1 | 81 | 24 | 0 | 24 | 0 | FALSE |  |  | 0 | NULL
3.3.6 |  | MANIFOLD FOR 2 CYLINDER | NAFFCO | NFCO2-267-SRM2 | NOS | 1 | 632 | 181 | 0 | 181 | 0 | FALSE |  |  | 0 | NULL
3.3.7 |  | RACK ASSEMBLY FOR 2 CYLINDER | NAFFCO | NFCO2-RA02-002F | NOS | 1 | 522 | 150 | 0 | 150 | 0 | FALSE |  |  | 0 | NULL
3.3.8 |  | SAFETY DEVICE | NAFFCO | 29730039 | NOS | 1 | 428 | 123 | 0 | 123 | 0 | FALSE |  |  | 0 | NULL
3.3.9 |  | BLEED VALVE | NAFFCO | 029730040-NF | NOS | 1 | 179 | 52 | 0 | 52 | 0 | FALSE |  |  | 0 | NULL
3.3.10 |  | GAS WEIGHT MONITOR CONTROL PANEL | NAFFCO |  | NOS | 1 | 700 | 201 | 0 | 201 | 0 | FALSE |  |  | 0 | NULL
3.3.11 |  | GAS WEIGHT MONITOR | NAFFCO |  | NOS | 2 | 500 | 144 | 0 | 288 | 0 | FALSE |  |  | 0 | NULL
4 |  | TRANSFORMER ROOM - 2 @ 1BF (CO2-4B1) |  |  |  | 0 | 0 | 0 | 0 | 0 | 0 | FALSE |  |  | 0 | NULL
4.1 |  | MECHNICAL COMPONENTS (MAIN SET) |  |  |  | 0 | 0 | 0 | 0 | 0 | 0 | FALSE |  |  | 0 | NULL
4.1.1 |  | 45 KG CO2 CYLINDER - 24VDC COMPLETE WITH: SOLENOID HEAD VALVE, BRACKET AND TRIMMINGS, FILLED WITH 45 KG. CO2 GAS | NAFFCO | NCS45 B04390031-NF | NOS | 2 | 1527 | 437 | 0 | 874 | 0 | FALSE |  |  | 0 | NULL
4.1.2 |  | 45 KG CO2 CYLINDER COMPLETE WITH: DIFFERENTIAL HEAD VALVE, BRACKET AND TRIMMINGS, FILLED WITH 45 KG. CO2 GAS | NAFFCO | NCS45 B04800121-NF | NOS | 1 | 1285 | 368 | 0 | 368 | 0 | FALSE |  |  | 0 | NULL
4.1.3 |  | MANUAL & PNEUMATIC RELEASE | NAFFCO | B04420065-NF | NOS | 1 | 122 | 35 | 0 | 35 | 0 | FALSE |  |  | 0 | NULL
4.1.4 |  | FLEXIBLE HOSE (DISCHARGE) WITH CHECK VALVE | NAFFCO | NHC18 / B04600008-NF | NOS | 3 | 334 | 96 | 0 | 288 | 0 | FALSE |  |  | 0 | NULL
4.1.5 |  | FLEXIBLE HOSE - 700MM (PNEUMATIC CYLINDER TO MANIFOLD AND RACK TO RACK) | NAFFCO | B06290212-NF | NOS | 1 | 81 | 24 | 0 | 24 | 0 | FALSE |  |  | 0 | NULL
4.1.6 |  | ADAPTER | NAFFCO | 0295100006-NF | NOS | 2 | 25 | 8 | 0 | 16 | 0 | FALSE |  |  | 0 | NULL
4.1.7 |  | MANIFOLD FOR 3 CYLINDER | NAFFCO | NFCO2-267-SRM3 | NOS | 1 | 888.14 | 255 | 0 | 255 | 0 | FALSE |  |  | 0 | NULL
4.1.8 |  | RACK ASSEMBLY FOR 3 CYLINDER | NAFFCO | NFCO2-RA02-003F | NOS | 1 | 605.55 | 174 | 0 | 174 | 0 | FALSE |  |  | 0 | NULL
4.1.9 |  | DISCHARGE NOZZLE | NAFFCO | N360º | NOS | 2 | 37 | 11 | 0 | 22 | 0 | FALSE |  |  | 0 | NULL
4.1.10 |  | DISCHARGE PRESSURE SWITCH | NAFFCO | 028250050-NF | NOS | 1 | 690 | 198 | 0 | 198 | 0 | FALSE |  |  | 0 | NULL
4.1.11 |  | SAFETY DEVICE | NAFFCO | 29730039 | NOS | 1 | 428 | 123 | 0 | 123 | 0 | FALSE |  |  | 0 | NULL
4.1.12 |  | BLEED VALVE | NAFFCO | 029730040-NF | NOS | 1 | 179 | 52 | 0 | 52 | 0 | FALSE |  |  | 0 | NULL
4.1.13 |  | GAS WEIGHT MONITOR CONTROL PANEL | NAFFCO |  | NOS | 1 | 700 | 201 | 0 | 201 | 0 | FALSE |  |  | 0 | NULL
4.1.14 |  | GAS WEIGHT MONITOR | NAFFCO |  | NOS | 3 | 500 | 144 | 0 | 432 | 0 | FALSE |  |  | 0 | NULL
4.2 |  | ELECTRICAL COMPONENTS |  |  |  | 0 | 0 | 0 | 0 | 0 | 0 | FALSE |  |  | 0 | NULL
4.2.1 |  | EXTINGUISHING CONTROL PANEL WITH WEATHER PROOF ENCLOSURE (2) DETECTION ZONE (1) RELEASE AREA COMPLETE WITH: 24VDC BACK-UP BATTERY | SHIELD | AX-T | SET | 1 | 3502 | 1002 | 0 | 1002 | 0 | FALSE |  |  | 0 | NULL
4.2.2 |  | HEAT DETECTOR WITH BASE | FIKE | 60-1030 | NOS | 4 | 45 | 13 | 0 | 52 | 0 | FALSE |  |  | 0 | NULL
4.2.3 |  | BELL, 6" WITH BACKBOX | FIKE | FB-1000C6 | NOS | 1 | 85 | 25 | 0 | 25 | 0 | FALSE |  |  | 0 | NULL
4.2.4 | 13007138210 | HORN/STROBE, INDOOR, SELECTABLE CANDELA STROBE, WALL MOUNT, RED, UL LISTED, MODEL : SH-HSIR - SHIELD | SHIELD | SH-HSIR | NOS | 1 | 150 | 43 | 0 | 43 | 0 | FALSE |  |  | 0 | NULL
4.2.5 |  | STROBE, SELECTABLE CANDELA STROBE, WALL MOUNT, RED, INDOOR, UL LISTED, MODEL: SH-STIR - SHIELD WITH BACKBOX | SHIELD | SH-STIR | NOS | 1 | 125 | 36 | 0 | 36 | 0 | FALSE |  |  | 0 | NULL
4.2.6 | 13006325141 | MAIN TO RESERVE TRANSFER SWITCH FOR SYSTEMS, MODEL.# 10-2967, UL/FM APPROVED - FIKE WITH BACKBOX | FIKE | 10-2967 | NOS | 1 | 375 | 108 | 0 | 108 | 0 | FALSE |  |  | 0 | NULL
4.2.7 |  | WARNING SIGN | NAFFCO | 02-12533 | SET | 1 | 300 | 86 | 0 | 86 | 0 | FALSE |  |  | 0 | NULL
4.3 |  | MECHNICAL COMPONENTS (RESERVE SET) |  |  |  | 0 | 0 | 0 | 0 | 0 | 0 | FALSE |  |  | 0 | NULL
4.3.1 |  | 45 KG CO2 CYLINDER - 24VDC COMPLETE WITH: SOLENOID HEAD VALVE, BRACKET AND TRIMMINGS, FILLED WITH 45 KG. CO2 GAS | NAFFCO | NCS45 B04390031-NF | NOS | 2 | 1527 | 437 | 0 | 874 | 0 | FALSE |  |  | 0 | NULL
4.3.2 |  | 45 KG CO2 CYLINDER COMPLETE WITH: DIFFERENTIAL HEAD VALVE, BRACKET AND TRIMMINGS, FILLED WITH 45 KG. CO2 GAS | NAFFCO | NCS45 B04800121-NF | NOS | 1 | 1285 | 368 | 0 | 368 | 0 | FALSE |  |  | 0 | NULL
4.3.3 |  | MANUAL & PNEUMATIC RELEASE | NAFFCO | B04420065-NF | NOS | 1 | 122 | 35 | 0 | 35 | 0 | FALSE |  |  | 0 | NULL
4.3.4 |  | FLEXIBLE HOSE (DISCHARGE) WITH CHECK VALVE | NAFFCO | NHC18 / B04600008-NF | NOS | 3 | 334 | 96 | 0 | 288 | 0 | FALSE |  |  | 0 | NULL
4.3.5 |  | FLEXIBLE HOSE - 700MM (PNEUMATIC CYLINDER TO MANIFOLD AND RACK TO RACK) | NAFFCO | B06290212-NF | NOS | 1 | 81 | 24 | 0 | 24 | 0 | FALSE |  |  | 0 | NULL
4.3.6 |  | MANIFOLD FOR 3 CYLINDER | NAFFCO | NFCO2-267-SRM3 | NOS | 1 | 888.14 | 255 | 0 | 255 | 0 | FALSE |  |  | 0 | NULL
4.3.7 |  | RACK ASSEMBLY FOR 3 CYLINDER | NAFFCO | NFCO2-RA02-003F | NOS | 1 | 605.55 | 174 | 0 | 174 | 0 | FALSE |  |  | 0 | NULL
4.3.8 |  | SAFETY DEVICE | NAFFCO | 29730039 | NOS | 1 | 428 | 123 | 0 | 123 | 0 | FALSE |  |  | 0 | NULL
4.3.9 |  | BLEED VALVE | NAFFCO | 029730040-NF | NOS | 1 | 179 | 52 | 0 | 52 | 0 | FALSE |  |  | 0 | NULL
4.3.10 |  | GAS WEIGHT MONITOR CONTROL PANEL | NAFFCO |  | NOS | 1 | 700 | 201 | 0 | 201 | 0 | FALSE |  |  | 0 | NULL
4.3.11 |  | GAS WEIGHT MONITOR | NAFFCO |  | NOS | 3 | 500 | 144 | 0 | 432 | 0 | FALSE |  |  | 0 | NULL
5 |  | TABLEUX DEPOT 3 @ 1BF (CO2-5B1) |  |  |  | 0 | 0 | 0 | 0 | 0 | 0 | FALSE |  |  | 0 | NULL
5.1 |  | MECHNICAL COMPONENTS (MAIN SET) |  |  |  | 0 | 0 | 0 | 0 | 0 | 0 | FALSE |  |  | 0 | NULL
5.1.1 |  | 45 KG CO2 CYLINDER - 24VDC COMPLETE WITH: SOLENOID HEAD VALVE, BRACKET AND TRIMMINGS, FILLED WITH 45 KG. CO2 GAS | NAFFCO | NCS45 B04390031-NF | NOS | 2 | 1527 | 437 | 0 | 874 | 0 | FALSE |  |  | 0 | NULL
5.1.2 |  | 45 KG CO2 CYLINDER COMPLETE WITH: DIFFERENTIAL HEAD VALVE, BRACKET AND TRIMMINGS, FILLED WITH 45 KG. CO2 GAS | NAFFCO | NCS45 B04800121-NF | NOS | 3 | 1285 | 368 | 0 | 1104 | 0 | FALSE |  |  | 0 | NULL
5.1.3 |  | MANUAL & PNEUMATIC RELEASE | NAFFCO | B04420065-NF | NOS | 1 | 122 | 35 | 0 | 35 | 0 | FALSE |  |  | 0 | NULL
5.1.4 |  | PNEUMATIC RELEASE DEVICE | NAFFCO | B04420066-NF | NOS | 2 | 91.75 | 27 | 0 | 54 | 0 | FALSE |  |  | 0 | NULL
5.1.5 |  | FLEXIBLE HOSE (DISCHARGE) WITH CHECK VALVE | NAFFCO | NHC18 / B04600008-NF | NOS | 5 | 334 | 96 | 0 | 480 | 0 | FALSE |  |  | 0 | NULL
5.1.6 |  | FLEXIBLE HOSE - 500MM (TO PNEUMATIC CYLINDER) | NAFFCO | B06290213-NF | NOS | 2 | 73.4 | 21 | 0 | 42 | 0 | FALSE |  |  | 0 | NULL
5.1.7 |  | FLEXIBLE HOSE - 700MM (PNEUMATIC CYLINDER TO MANIFOLD AND RACK TO RACK) | NAFFCO | B06290212-NF | NOS | 1 | 81 | 24 | 0 | 24 | 0 | FALSE |  |  | 0 | NULL
5.1.8 |  | ADAPTER | NAFFCO | 0295100006-NF | NOS | 6 | 25 | 8 | 0 | 48 | 0 | FALSE |  |  | 0 | NULL
5.1.9 |  | MANIFOLD FOR 5 CYLINDER | NAFFCO | NFCO2-267-SRM5 | NOS | 1 | 1071.64 | 307 | 0 | 307 | 0 | FALSE |  |  | 0 | NULL
5.1.10 |  | RACK ASSEMBLY FOR 5 CYLINDER | NAFFCO | NFCO2-RA02-005F | NOS | 1 | 833.09 | 239 | 0 | 239 | 0 | FALSE |  |  | 0 | NULL
5.1.11 |  | DISCHARGE NOZZLE | NAFFCO | N360º | NOS | 4 | 37 | 11 | 0 | 44 | 0 | FALSE |  |  | 0 | NULL
5.1.12 |  | DISCHARGE PRESSURE SWITCH | NAFFCO | 028250050-NF | NOS | 1 | 690 | 198 | 0 | 198 | 0 | FALSE |  |  | 0 | NULL
5.1.13 |  | SAFETY DEVICE | NAFFCO | 29730039 | NOS | 1 | 428 | 123 | 0 | 123 | 0 | FALSE |  |  | 0 | NULL
5.1.14 |  | BLEED VALVE | NAFFCO | 029730040-NF | NOS | 1 | 179 | 52 | 0 | 52 | 0 | FALSE |  |  | 0 | NULL
5.1.15 |  | GAS WEIGHT MONITOR CONTROL PANEL | NAFFCO |  | NOS | 1 | 700 | 201 | 0 | 201 | 0 | FALSE |  |  | 0 | NULL
5.1.16 |  | GAS WEIGHT MONITOR | NAFFCO |  | NOS | 5 | 500 | 144 | 0 | 720 | 0 | FALSE |  |  | 0 | NULL
5.2 |  | ELECTRICAL COMPONENTS |  |  |  | 0 | 0 | 0 | 0 | 0 | 0 | FALSE |  |  | 0 | NULL
5.2.1 |  | EXTINGUISHING CONTROL PANEL WITH WEATHER PROOF ENCLOSURE (2) DETECTION ZONE (1) RELEASE AREA COMPLETE WITH: 24VDC BACK-UP BATTERY | SHIELD | AX-T | SET | 1 | 3502 | 1002 | 0 | 1002 | 0 | FALSE |  |  | 0 | NULL
5.2.2 |  | OPTICAL SMOKE DETECTOR WITH BASE | SHIELD | S-C2011 | NOS | 8 | 45 | 13 | 0 | 104 | 0 | FALSE |  |  | 0 | NULL
5.2.3 |  | BELL, 6" WITH BACKBOX | FIKE | FB-1000C6 | NOS | 1 | 85 | 25 | 0 | 25 | 0 | FALSE |  |  | 0 | NULL
5.2.4 | 13007138210 | HORN/STROBE, INDOOR, SELECTABLE CANDELA STROBE, WALL MOUNT, RED, UL LISTED, MODEL : SH-HSIR - SHIELD | SHIELD | SH-HSIR | NOS | 1 | 150 | 43 | 0 | 43 | 0 | FALSE |  |  | 0 | NULL
5.2.5 |  | STROBE, SELECTABLE CANDELA STROBE, WALL MOUNT, RED, INDOOR, UL LISTED, MODEL: SH-STIR - SHIELD WITH BACKBOX | SHIELD | SH-STIR | NOS | 1 | 125 | 36 | 0 | 36 | 0 | FALSE |  |  | 0 | NULL
5.2.6 | 13006325141 | MAIN TO RESERVE TRANSFER SWITCH FOR SYSTEMS, MODEL.# 10-2967, UL/FM APPROVED - FIKE WITH BACKBOX | FIKE | 10-2967 | NOS | 1 | 375 | 108 | 0 | 108 | 0 | FALSE |  |  | 0 | NULL
5.2.7 |  | WARNING SIGN | NAFFCO | 02-12533 | SET | 1 | 300 | 86 | 0 | 86 | 0 | FALSE |  |  | 0 | NULL
5.3 |  | MECHNICAL COMPONENTS (RESERVE SET) |  |  |  | 0 | 0 | 0 | 0 | 0 | 0 | FALSE |  |  | 0 | NULL
5.3.1 |  | 45 KG CO2 CYLINDER - 24VDC COMPLETE WITH: SOLENOID HEAD VALVE, BRACKET AND TRIMMINGS, FILLED WITH 45 KG. CO2 GAS | NAFFCO | NCS45 B04390031-NF | NOS | 2 | 1527 | 437 | 0 | 874 | 0 | FALSE |  |  | 0 | NULL
5.3.2 |  | 45 KG CO2 CYLINDER COMPLETE WITH: DIFFERENTIAL HEAD VALVE, BRACKET AND TRIMMINGS, FILLED WITH 45 KG. CO2 GAS | NAFFCO | NCS45 B04800121-NF | NOS | 3 | 1285 | 368 | 0 | 1104 | 0 | FALSE |  |  | 0 | NULL
5.3.3 |  | MANUAL & PNEUMATIC RELEASE | NAFFCO | B04420065-NF | NOS | 1 | 122 | 35 | 0 | 35 | 0 | FALSE |  |  | 0 | NULL
5.3.4 |  | PNEUMATIC RELEASE DEVICE | NAFFCO | B04420066-NF | NOS | 2 | 91.75 | 27 | 0 | 54 | 0 | FALSE |  |  | 0 | NULL
5.3.5 |  | FLEXIBLE HOSE (DISCHARGE) WITH CHECK VALVE | NAFFCO | NHC18 / B04600008-NF | NOS | 5 | 334 | 96 | 0 | 480 | 0 | FALSE |  |  | 0 | NULL
5.3.6 |  | FLEXIBLE HOSE - 500MM (TO PNEUMATIC CYLINDER) | NAFFCO | B06290213-NF | NOS | 2 | 73.4 | 21 | 0 | 42 | 0 | FALSE |  |  | 0 | NULL
5.3.7 |  | FLEXIBLE HOSE - 700MM (PNEUMATIC CYLINDER TO MANIFOLD AND RACK TO RACK) | NAFFCO | B06290212-NF | NOS | 1 | 81 | 24 | 0 | 24 | 0 | FALSE |  |  | 0 | NULL
5.3.8 |  | MANIFOLD FOR 5 CYLINDER | NAFFCO | NFCO2-267-SRM5 | NOS | 1 | 1071.64 | 307 | 0 | 307 | 0 | FALSE |  |  | 0 | NULL
5.3.9 |  | RACK ASSEMBLY FOR 5 CYLINDER | NAFFCO | NFCO2-RA02-005F | NOS | 1 | 833.09 | 239 | 0 | 239 | 0 | FALSE |  |  | 0 | NULL
5.3.10 |  | SAFETY DEVICE | NAFFCO | 29730039 | NOS | 1 | 428 | 123 | 0 | 123 | 0 | FALSE |  |  | 0 | NULL
5.3.11 |  | BLEED VALVE | NAFFCO | 029730040-NF | NOS | 1 | 179 | 52 | 0 | 52 | 0 | FALSE |  |  | 0 | NULL
5.3.12 |  | GAS WEIGHT MONITOR CONTROL PANEL | NAFFCO |  | NOS | 1 | 700 | 201 | 0 | 201 | 0 | FALSE |  |  | 0 | NULL
5.3.13 |  | GAS WEIGHT MONITOR | NAFFCO |  | NOS | 5 | 500 | 144 | 0 | 720 | 0 | FALSE |  |  | 0 | NULL
6 |  | TABLEUX DEPOT 4 @ 1BF (CO2-6B1) |  |  |  | 0 | 0 | 0 | 0 | 0 | 0 | FALSE |  |  | 0 | NULL
6.1 |  | MECHNICAL COMPONENTS (MAIN SET) |  |  |  | 0 | 0 | 0 | 0 | 0 | 0 | FALSE |  |  | 0 | NULL
6.1.1 |  | 45 KG CO2 CYLINDER - 24VDC COMPLETE WITH: SOLENOID HEAD VALVE, BRACKET AND TRIMMINGS, FILLED WITH 45 KG. CO2 GAS | NAFFCO | NCS45 B04390031-NF | NOS | 2 | 1527 | 437 | 0 | 874 | 0 | FALSE |  |  | 0 | NULL
6.1.2 |  | 45 KG CO2 CYLINDER COMPLETE WITH: DIFFERENTIAL HEAD VALVE, BRACKET AND TRIMMINGS, FILLED WITH 45 KG. CO2 GAS | NAFFCO | NCS45 B04800121-NF | NOS | 1 | 1285 | 368 | 0 | 368 | 0 | FALSE |  |  | 0 | NULL
6.1.3 |  | MANUAL & PNEUMATIC RELEASE | NAFFCO | B04420065-NF | NOS | 1 | 122 | 35 | 0 | 35 | 0 | FALSE |  |  | 0 | NULL
6.1.4 |  | FLEXIBLE HOSE (DISCHARGE) WITH CHECK VALVE | NAFFCO | NHC18 / B04600008-NF | NOS | 3 | 334 | 96 | 0 | 288 | 0 | FALSE |  |  | 0 | NULL
6.1.5 |  | FLEXIBLE HOSE - 700MM (PNEUMATIC CYLINDER TO MANIFOLD AND RACK TO RACK) | NAFFCO | B06290212-NF | NOS | 1 | 81 | 24 | 0 | 24 | 0 | FALSE |  |  | 0 | NULL
6.1.6 |  | ADAPTER | NAFFCO | 0295100006-NF | NOS | 2 | 25 | 8 | 0 | 16 | 0 | FALSE |  |  | 0 | NULL
6.1.7 |  | MANIFOLD FOR 3 CYLINDER | NAFFCO | NFCO2-267-SRM3 | NOS | 1 | 888.14 | 255 | 0 | 255 | 0 | FALSE |  |  | 0 | NULL
6.1.8 |  | RACK ASSEMBLY FOR 3 CYLINDER | NAFFCO | NFCO2-RA02-003F | NOS | 1 | 605.55 | 174 | 0 | 174 | 0 | FALSE |  |  | 0 | NULL
6.1.9 |  | DISCHARGE NOZZLE | NAFFCO | N360º | NOS | 1 | 37 | 11 | 0 | 11 | 0 | FALSE |  |  | 0 | NULL
6.1.10 |  | DISCHARGE PRESSURE SWITCH | NAFFCO | 028250050-NF | NOS | 1 | 690 | 198 | 0 | 198 | 0 | FALSE |  |  | 0 | NULL
6.1.11 |  | SAFETY DEVICE | NAFFCO | 29730039 | NOS | 1 | 428 | 123 | 0 | 123 | 0 | FALSE |  |  | 0 | NULL
6.1.12 |  | BLEED VALVE | NAFFCO | 029730040-NF | NOS | 1 | 179 | 52 | 0 | 52 | 0 | FALSE |  |  | 0 | NULL
6.1.13 |  | GAS WEIGHT MONITOR CONTROL PANEL | NAFFCO |  | NOS | 1 | 700 | 201 | 0 | 201 | 0 | FALSE |  |  | 0 | NULL
6.1.14 |  | GAS WEIGHT MONITOR | NAFFCO |  | NOS | 3 | 500 | 144 | 0 | 432 | 0 | FALSE |  |  | 0 | NULL
6.2 |  | ELECTRICAL COMPONENTS |  |  |  | 0 | 0 | 0 | 0 | 0 | 0 | FALSE |  |  | 0 | NULL
6.2.1 |  | EXTINGUISHING CONTROL PANEL WITH WEATHER PROOF ENCLOSURE (2) DETECTION ZONE (1) RELEASE AREA COMPLETE WITH: 24VDC BACK-UP BATTERY | SHIELD | AX-T | SET | 1 | 3502 | 1002 | 0 | 1002 | 0 | FALSE |  |  | 0 | NULL
6.2.2 |  | OPTICAL SMOKE DETECTOR WITH BASE | SHIELD | S-C2011 | NOS | 4 | 45 | 13 | 0 | 52 | 0 | FALSE |  |  | 0 | NULL
6.2.3 |  | BELL, 6" WITH BACKBOX | FIKE | FB-1000C6 | NOS | 1 | 85 | 25 | 0 | 25 | 0 | FALSE |  |  | 0 | NULL
6.2.4 | 13007138210 | HORN/STROBE, INDOOR, SELECTABLE CANDELA STROBE, WALL MOUNT, RED, UL LISTED, MODEL : SH-HSIR - SHIELD | SHIELD | SH-HSIR | NOS | 1 | 150 | 43 | 0 | 43 | 0 | FALSE |  |  | 0 | NULL
6.2.5 |  | STROBE, SELECTABLE CANDELA STROBE, WALL MOUNT, RED, INDOOR, UL LISTED, MODEL: SH-STIR - SHIELD WITH BACKBOX | SHIELD | SH-STIR | NOS | 1 | 125 | 36 | 0 | 36 | 0 | FALSE |  |  | 0 | NULL
6.2.6 | 13006325141 | MAIN TO RESERVE TRANSFER SWITCH FOR SYSTEMS, MODEL.# 10-2967, UL/FM APPROVED - FIKE WITH BACKBOX | FIKE | 10-2967 | NOS | 1 | 375 | 108 | 0 | 108 | 0 | FALSE |  |  | 0 | NULL
6.2.7 |  | WARNING SIGN | NAFFCO | 02-12533 | SET | 1 | 300 | 86 | 0 | 86 | 0 | FALSE |  |  | 0 | NULL
6.3 |  | MECHNICAL COMPONENTS (RESERVE SET) |  |  |  | 0 | 0 | 0 | 0 | 0 | 0 | FALSE |  |  | 0 | NULL
6.3.1 |  | 45 KG CO2 CYLINDER - 24VDC COMPLETE WITH: SOLENOID HEAD VALVE, BRACKET AND TRIMMINGS, FILLED WITH 45 KG. CO2 GAS | NAFFCO | NCS45 B04390031-NF | NOS | 2 | 1527 | 437 | 0 | 874 | 0 | FALSE |  |  | 0 | NULL
6.3.2 |  | 45 KG CO2 CYLINDER COMPLETE WITH: DIFFERENTIAL HEAD VALVE, BRACKET AND TRIMMINGS, FILLED WITH 45 KG. CO2 GAS | NAFFCO | NCS45 B04800121-NF | NOS | 1 | 1285 | 368 | 0 | 368 | 0 | FALSE |  |  | 0 | NULL
6.3.3 |  | MANUAL & PNEUMATIC RELEASE | NAFFCO | B04420065-NF | NOS | 1 | 122 | 35 | 0 | 35 | 0 | FALSE |  |  | 0 | NULL
6.3.4 |  | FLEXIBLE HOSE (DISCHARGE) WITH CHECK VALVE | NAFFCO | NHC18 / B04600008-NF | NOS | 3 | 334 | 96 | 0 | 288 | 0 | FALSE |  |  | 0 | NULL
6.3.5 |  | FLEXIBLE HOSE - 700MM (PNEUMATIC CYLINDER TO MANIFOLD AND RACK TO RACK) | NAFFCO | B06290212-NF | NOS | 1 | 81 | 24 | 0 | 24 | 0 | FALSE |  |  | 0 | NULL
6.3.6 |  | MANIFOLD FOR 3 CYLINDER | NAFFCO | NFCO2-267-SRM3 | NOS | 1 | 888.14 | 255 | 0 | 255 | 0 | FALSE |  |  | 0 | NULL
6.3.7 |  | RACK ASSEMBLY FOR 3 CYLINDER | NAFFCO | NFCO2-RA02-003F | NOS | 1 | 605.55 | 174 | 0 | 174 | 0 | FALSE |  |  | 0 | NULL
6.3.8 |  | SAFETY DEVICE | NAFFCO | 29730039 | NOS | 1 | 428 | 123 | 0 | 123 | 0 | FALSE |  |  | 0 | NULL
6.3.9 |  | BLEED VALVE | NAFFCO | 029730040-NF | NOS | 1 | 179 | 52 | 0 | 52 | 0 | FALSE |  |  | 0 | NULL
6.3.10 |  | GAS WEIGHT MONITOR CONTROL PANEL | NAFFCO |  | NOS | 1 | 700 | 201 | 0 | 201 | 0 | FALSE |  |  | 0 | NULL
6.3.11 |  | GAS WEIGHT MONITOR | NAFFCO |  | NOS | 3 | 500 | 144 | 0 | 432 | 0 | FALSE |  |  | 0 | NULL
7 |  | TABLEUX @ 1BF (CO2-7B1) |  |  |  | 0 | 0 | 0 | 0 | 0 | 0 | FALSE |  |  | 0 | NULL
7.1 |  | MECHNICAL COMPONENTS (MAIN SET) |  |  |  | 0 | 0 | 0 | 0 | 0 | 0 | FALSE |  |  | 0 | NULL
7.1.1 |  | 45 KG CO2 CYLINDER - 24VDC COMPLETE WITH: SOLENOID HEAD VALVE, BRACKET AND TRIMMINGS, FILLED WITH 45 KG. CO2 GAS | NAFFCO | NCS45 B04390031-NF | NOS | 2 | 1527 | 437 | 0 | 874 | 0 | FALSE |  |  | 0 | NULL
7.1.2 |  | 45 KG CO2 CYLINDER COMPLETE WITH: DIFFERENTIAL HEAD VALVE, BRACKET AND TRIMMINGS, FILLED WITH 45 KG. CO2 GAS | NAFFCO | NCS45 B04800121-NF | NOS | 1 | 1285 | 368 | 0 | 368 | 0 | FALSE |  |  | 0 | NULL
7.1.3 |  | MANUAL & PNEUMATIC RELEASE | NAFFCO | B04420065-NF | NOS | 1 | 122 | 35 | 0 | 35 | 0 | FALSE |  |  | 0 | NULL
7.1.4 |  | FLEXIBLE HOSE (DISCHARGE) WITH CHECK VALVE | NAFFCO | NHC18 / B04600008-NF | NOS | 3 | 334 | 96 | 0 | 288 | 0 | FALSE |  |  | 0 | NULL
7.1.5 |  | FLEXIBLE HOSE - 700MM (PNEUMATIC CYLINDER TO MANIFOLD AND RACK TO RACK) | NAFFCO | B06290212-NF | NOS | 1 | 81 | 24 | 0 | 24 | 0 | FALSE |  |  | 0 | NULL
7.1.6 |  | ADAPTER | NAFFCO | 0295100006-NF | NOS | 2 | 25 | 8 | 0 | 16 | 0 | FALSE |  |  | 0 | NULL
7.1.7 |  | MANIFOLD FOR 3 CYLINDER | NAFFCO | NFCO2-267-SRM3 | NOS | 1 | 888.14 | 255 | 0 | 255 | 0 | FALSE |  |  | 0 | NULL
7.1.8 |  | RACK ASSEMBLY FOR 3 CYLINDER | NAFFCO | NFCO2-RA02-003F | NOS | 1 | 605.55 | 174 | 0 | 174 | 0 | FALSE |  |  | 0 | NULL
7.1.9 |  | DISCHARGE NOZZLE | NAFFCO | N360º | NOS | 2 | 37 | 11 | 0 | 22 | 0 | FALSE |  |  | 0 | NULL
7.1.10 |  | DISCHARGE PRESSURE SWITCH | NAFFCO | 028250050-NF | NOS | 1 | 690 | 198 | 0 | 198 | 0 | FALSE |  |  | 0 | NULL
7.1.11 |  | SAFETY DEVICE | NAFFCO | 29730039 | NOS | 1 | 428 | 123 | 0 | 123 | 0 | FALSE |  |  | 0 | NULL
7.1.12 |  | BLEED VALVE | NAFFCO | 029730040-NF | NOS | 1 | 179 | 52 | 0 | 52 | 0 | FALSE |  |  | 0 | NULL
7.1.13 |  | GAS WEIGHT MONITOR CONTROL PANEL | NAFFCO |  | NOS | 1 | 700 | 201 | 0 | 201 | 0 | FALSE |  |  | 0 | NULL
7.1.14 |  | GAS WEIGHT MONITOR | NAFFCO |  | NOS | 3 | 500 | 144 | 0 | 432 | 0 | FALSE |  |  | 0 | NULL
7.2 |  | ELECTRICAL COMPONENTS |  |  |  | 0 | 0 | 0 | 0 | 0 | 0 | FALSE |  |  | 0 | NULL
7.2.1 |  | EXTINGUISHING CONTROL PANEL WITH WEATHER PROOF ENCLOSURE (2) DETECTION ZONE (1) RELEASE AREA COMPLETE WITH: 24VDC BACK-UP BATTERY | SHIELD | AX-T | SET | 1 | 3502 | 1002 | 0 | 1002 | 0 | FALSE |  |  | 0 | NULL
7.2.2 |  | OPTICAL SMOKE DETECTOR WITH BASE | SHIELD | S-C2011 | NOS | 4 | 45 | 13 | 0 | 52 | 0 | FALSE |  |  | 0 | NULL
7.2.3 |  | BELL, 6" WITH BACKBOX | FIKE | FB-1000C6 | NOS | 1 | 85 | 25 | 0 | 25 | 0 | FALSE |  |  | 0 | NULL
7.2.4 | 13007138210 | HORN/STROBE, INDOOR, SELECTABLE CANDELA STROBE, WALL MOUNT, RED, UL LISTED, MODEL : SH-HSIR - SHIELD | SHIELD | SH-HSIR | NOS | 1 | 150 | 43 | 0 | 43 | 0 | FALSE |  |  | 0 | NULL
7.2.5 |  | STROBE, SELECTABLE CANDELA STROBE, WALL MOUNT, RED, INDOOR, UL LISTED, MODEL: SH-STIR - SHIELD WITH BACKBOX | SHIELD | SH-STIR | NOS | 1 | 125 | 36 | 0 | 36 | 0 | FALSE |  |  | 0 | NULL
7.2.6 | 13006325141 | MAIN TO RESERVE TRANSFER SWITCH FOR SYSTEMS, MODEL.# 10-2967, UL/FM APPROVED - FIKE WITH BACKBOX | FIKE | 10-2967 | NOS | 1 | 375 | 108 | 0 | 108 | 0 | FALSE |  |  | 0 | NULL
7.2.7 |  | WARNING SIGN | NAFFCO | 02-12533 | SET | 1 | 300 | 86 | 0 | 86 | 0 | FALSE |  |  | 0 | NULL
7.3 |  | MECHNICAL COMPONENTS (RESERVE SET) |  |  |  | 0 | 0 | 0 | 0 | 0 | 0 | FALSE |  |  | 0 | NULL
7.3.1 |  | 45 KG CO2 CYLINDER - 24VDC COMPLETE WITH: SOLENOID HEAD VALVE, BRACKET AND TRIMMINGS, FILLED WITH 45 KG. CO2 GAS | NAFFCO | NCS45 B04390031-NF | NOS | 2 | 1527 | 437 | 0 | 874 | 0 | FALSE |  |  | 0 | NULL
7.3.2 |  | 45 KG CO2 CYLINDER COMPLETE WITH: DIFFERENTIAL HEAD VALVE, BRACKET AND TRIMMINGS, FILLED WITH 45 KG. CO2 GAS | NAFFCO | NCS45 B04800121-NF | NOS | 1 | 1285 | 368 | 0 | 368 | 0 | FALSE |  |  | 0 | NULL
7.3.3 |  | MANUAL & PNEUMATIC RELEASE | NAFFCO | B04420065-NF | NOS | 1 | 122 | 35 | 0 | 35 | 0 | FALSE |  |  | 0 | NULL
7.3.4 |  | FLEXIBLE HOSE (DISCHARGE) WITH CHECK VALVE | NAFFCO | NHC18 / B04600008-NF | NOS | 3 | 334 | 96 | 0 | 288 | 0 | FALSE |  |  | 0 | NULL
7.3.5 |  | FLEXIBLE HOSE - 700MM (PNEUMATIC CYLINDER TO MANIFOLD AND RACK TO RACK) | NAFFCO | B06290212-NF | NOS | 1 | 81 | 24 | 0 | 24 | 0 | FALSE |  |  | 0 | NULL
7.3.6 |  | MANIFOLD FOR 3 CYLINDER | NAFFCO | NFCO2-267-SRM3 | NOS | 1 | 888.14 | 255 | 0 | 255 | 0 | FALSE |  |  | 0 | NULL
7.3.7 |  | RACK ASSEMBLY FOR 3 CYLINDER | NAFFCO | NFCO2-RA02-003F | NOS | 1 | 605.55 | 174 | 0 | 174 | 0 | FALSE |  |  | 0 | NULL
7.3.8 |  | SAFETY DEVICE | NAFFCO | 29730039 | NOS | 1 | 428 | 123 | 0 | 123 | 0 | FALSE |  |  | 0 | NULL
7.3.9 |  | BLEED VALVE | NAFFCO | 029730040-NF | NOS | 1 | 179 | 52 | 0 | 52 | 0 | FALSE |  |  | 0 | NULL
7.3.10 |  | GAS WEIGHT MONITOR CONTROL PANEL | NAFFCO |  | NOS | 1 | 700 | 201 | 0 | 201 | 0 | FALSE |  |  | 0 | NULL
7.3.11 |  | GAS WEIGHT MONITOR | NAFFCO |  | NOS | 3 | 500 | 144 | 0 | 432 | 0 | FALSE |  |  | 0 | NULL
8 |  | TRANSFORMER ROOM @ 1BF (CO2-TRB1) |  |  |  | 0 | 0 | 0 | 0 | 0 | 0 | FALSE |  |  | 0 | NULL
8.1 |  | MECHNICAL COMPONENTS (MAIN SET) |  |  |  | 0 | 0 | 0 | 0 | 0 | 0 | FALSE |  |  | 0 | NULL
8.1.1 |  | 45 KG CO2 CYLINDER - 24VDC COMPLETE WITH: SOLENOID HEAD VALVE, BRACKET AND TRIMMINGS, FILLED WITH 45 KG. CO2 GAS | NAFFCO | NCS45 B04390031-NF | NOS | 2 | 1527 | 437 | 0 | 874 | 0 | FALSE |  |  | 0 | NULL
8.1.2 |  | 45 KG CO2 CYLINDER COMPLETE WITH: DIFFERENTIAL HEAD VALVE, BRACKET AND TRIMMINGS, FILLED WITH 45 KG. CO2 GAS | NAFFCO | NCS45 B04800121-NF | NOS | 5 | 1285 | 368 | 0 | 1840 | 0 | FALSE |  |  | 0 | NULL
8.1.3 |  | MANUAL & PNEUMATIC RELEASE | NAFFCO | B04420065-NF | NOS | 1 | 122 | 35 | 0 | 35 | 0 | FALSE |  |  | 0 | NULL
8.1.4 |  | PNEUMATIC RELEASE DEVICE | NAFFCO | B04420066-NF | NOS | 4 | 91.75 | 27 | 0 | 108 | 0 | FALSE |  |  | 0 | NULL
8.1.5 |  | FLEXIBLE HOSE (DISCHARGE) WITH CHECK VALVE | NAFFCO | NHC18 / B04600008-NF | NOS | 7 | 334 | 96 | 0 | 672 | 0 | FALSE |  |  | 0 | NULL
8.1.6 |  | FLEXIBLE HOSE - 500MM (TO PNEUMATIC CYLINDER) | NAFFCO | B06290213-NF | NOS | 3 | 73.4 | 21 | 0 | 63 | 0 | FALSE |  |  | 0 | NULL
8.1.7 |  | FLEXIBLE HOSE - 700MM (PNEUMATIC CYLINDER TO MANIFOLD AND RACK TO RACK) | NAFFCO | B06290212-NF | NOS | 2 | 81 | 24 | 0 | 48 | 0 | FALSE |  |  | 0 | NULL
8.1.8 |  | ADAPTER | NAFFCO | 0295100006-NF | NOS | 10 | 25 | 8 | 0 | 80 | 0 | FALSE |  |  | 0 | NULL
8.1.9 |  | MANIFOLD FOR 3 CYLINDER | NAFFCO | NFCO2-267-SRM3 | NOS | 1 | 888.14 | 255 | 0 | 255 | 0 | FALSE |  |  | 0 | NULL
8.1.10 |  | MANIFOLD FOR 4 CYLINDER | NAFFCO | NFCO2-267-SRM4 | NOS | 1 | 983.56 | 282 | 0 | 282 | 0 | FALSE |  |  | 0 | NULL
8.1.11 |  | RACK ASSEMBLY FOR 7 CYLINDER | NAFFCO | NFCO2-RA02-041F | NOS | 1 | 807.4 | 231 | 0 | 231 | 0 | FALSE |  |  | 0 | NULL
8.1.12 |  | DISCHARGE NOZZLE | NAFFCO | N360º | NOS | 4 | 37 | 11 | 0 | 44 | 0 | FALSE |  |  | 0 | NULL
8.1.13 |  | DISCHARGE PRESSURE SWITCH | NAFFCO | 028250050-NF | NOS | 1 | 690 | 198 | 0 | 198 | 0 | FALSE |  |  | 0 | NULL
8.1.14 |  | SAFETY DEVICE | NAFFCO | 29730039 | NOS | 1 | 428 | 123 | 0 | 123 | 0 | FALSE |  |  | 0 | NULL
8.1.15 |  | BLEED VALVE | NAFFCO | 029730040-NF | NOS | 1 | 179 | 52 | 0 | 52 | 0 | FALSE |  |  | 0 | NULL
8.1.16 |  | GAS WEIGHT MONITOR CONTROL PANEL | NAFFCO |  | NOS | 1 | 700 | 201 | 0 | 201 | 0 | FALSE |  |  | 0 | NULL
8.1.17 |  | GAS WEIGHT MONITOR | NAFFCO |  | NOS | 7 | 500 | 144 | 0 | 1008 | 0 | FALSE |  |  | 0 | NULL
8.2 |  | ELECTRICAL COMPONENTS |  |  |  | 0 | 0 | 0 | 0 | 0 | 0 | FALSE |  |  | 0 | NULL
8.2.1 |  | EXTINGUISHING CONTROL PANEL WITH WEATHER PROOF ENCLOSURE (2) DETECTION ZONE (1) RELEASE AREA COMPLETE WITH: 24VDC BACK-UP BATTERY | SHIELD | AX-T | SET | 1 | 3502 | 1002 | 0 | 1002 | 0 | FALSE |  |  | 0 | NULL
8.2.2 |  | HEAT DETECTOR WITH BASE | FIKE | 60-1030 | NOS | 8 | 45 | 13 | 0 | 104 | 0 | FALSE |  |  | 0 | NULL
8.2.3 |  | BELL, 6" WITH BACKBOX | FIKE | FB-1000C6 | NOS | 1 | 85 | 25 | 0 | 25 | 0 | FALSE |  |  | 0 | NULL
8.2.4 | 13007138210 | HORN/STROBE, INDOOR, SELECTABLE CANDELA STROBE, WALL MOUNT, RED, UL LISTED, MODEL : SH-HSIR - SHIELD | SHIELD | SH-HSIR | NOS | 1 | 150 | 43 | 0 | 43 | 0 | FALSE |  |  | 0 | NULL
8.2.5 |  | STROBE, SELECTABLE CANDELA STROBE, WALL MOUNT, RED, INDOOR, UL LISTED, MODEL: SH-STIR - SHIELD WITH BACKBOX | SHIELD | SH-STIR | NOS | 1 | 125 | 36 | 0 | 36 | 0 | FALSE |  |  | 0 | NULL
8.2.6 | 13006325141 | MAIN TO RESERVE TRANSFER SWITCH FOR SYSTEMS, MODEL.# 10-2967, UL/FM APPROVED - FIKE WITH BACKBOX | FIKE | 10-2967 | NOS | 1 | 375 | 108 | 0 | 108 | 0 | FALSE |  |  | 0 | NULL
8.2.7 |  | WARNING SIGN | NAFFCO | 02-12533 | SET | 1 | 300 | 86 | 0 | 86 | 0 | FALSE |  |  | 0 | NULL
8.3 |  | MECHNICAL COMPONENTS (RESERVE SET) |  |  |  | 0 | 0 | 0 | 0 | 0 | 0 | FALSE |  |  | 0 | NULL
8.3.1 |  | 45 KG CO2 CYLINDER - 24VDC COMPLETE WITH: SOLENOID HEAD VALVE, BRACKET AND TRIMMINGS, FILLED WITH 45 KG. CO2 GAS | NAFFCO | NCS45 B04390031-NF | NOS | 2 | 1527 | 437 | 0 | 874 | 0 | FALSE |  |  | 0 | NULL
8.3.2 |  | 45 KG CO2 CYLINDER COMPLETE WITH: DIFFERENTIAL HEAD VALVE, BRACKET AND TRIMMINGS, FILLED WITH 45 KG. CO2 GAS | NAFFCO | NCS45 B04800121-NF | NOS | 5 | 1285 | 368 | 0 | 1840 | 0 | FALSE |  |  | 0 | NULL
8.3.3 |  | MANUAL & PNEUMATIC RELEASE | NAFFCO | B04420065-NF | NOS | 1 | 122 | 35 | 0 | 35 | 0 | FALSE |  |  | 0 | NULL
8.3.4 |  | PNEUMATIC RELEASE DEVICE | NAFFCO | B04420066-NF | NOS | 4 | 91.75 | 27 | 0 | 108 | 0 | FALSE |  |  | 0 | NULL
8.3.5 |  | FLEXIBLE HOSE (DISCHARGE) WITH CHECK VALVE | NAFFCO | NHC18 / B04600008-NF | NOS | 7 | 334 | 96 | 0 | 672 | 0 | FALSE |  |  | 0 | NULL
8.3.6 |  | FLEXIBLE HOSE - 500MM (TO PNEUMATIC CYLINDER) | NAFFCO | B06290213-NF | NOS | 3 | 73.4 | 21 | 0 | 63 | 0 | FALSE |  |  | 0 | NULL
8.3.7 |  | FLEXIBLE HOSE - 700MM (PNEUMATIC CYLINDER TO MANIFOLD AND RACK TO RACK) | NAFFCO | B06290212-NF | NOS | 2 | 81 | 24 | 0 | 48 | 0 | FALSE |  |  | 0 | NULL
8.3.8 |  | MANIFOLD FOR 3 CYLINDER | NAFFCO | NFCO2-267-SRM3 | NOS | 1 | 888.14 | 255 | 0 | 255 | 0 | FALSE |  |  | 0 | NULL
8.3.9 |  | MANIFOLD FOR 4 CYLINDER | NAFFCO | NFCO2-267-SRM4 | NOS | 1 | 983.56 | 282 | 0 | 282 | 0 | FALSE |  |  | 0 | NULL
8.3.10 |  | RACK ASSEMBLY FOR 7 CYLINDER | NAFFCO | NFCO2-RA02-041F | NOS | 1 | 807.4 | 231 | 0 | 231 | 0 | FALSE |  |  | 0 | NULL
8.3.11 |  | SAFETY DEVICE | NAFFCO | 29730039 | NOS | 1 | 428 | 123 | 0 | 123 | 0 | FALSE |  |  | 0 | NULL
8.3.12 |  | BLEED VALVE | NAFFCO | 029730040-NF | NOS | 1 | 179 | 52 | 0 | 52 | 0 | FALSE |  |  | 0 | NULL
8.3.13 |  | GAS WEIGHT MONITOR CONTROL PANEL | NAFFCO |  | NOS | 1 | 700 | 201 | 0 | 201 | 0 | FALSE |  |  | 0 | NULL
8.3.14 |  | GAS WEIGHT MONITOR | NAFFCO |  | NOS | 7 | 500 | 144 | 0 | 1008 | 0 | FALSE |  |  | 0 | NULL
9 |  | TV ROOM @ 1B (CO2-TRB1) |  |  |  | 0 | 0 | 0 | 0 | 0 | 0 | FALSE |  |  | 0 | NULL
9.1 |  | MECHNICAL COMPONENTS (MAIN SET) |  |  |  | 0 | 0 | 0 | 0 | 0 | 0 | FALSE |  |  | 0 | NULL
9.1.1 |  | 45 KG CO2 CYLINDER - 24VDC COMPLETE WITH: SOLENOID HEAD VALVE, BRACKET AND TRIMMINGS, FILLED WITH 45 KG. CO2 GAS | NAFFCO | NCS45 B04390031-NF | NOS | 1 | 1527 | 437 | 0 | 437 | 0 | FALSE |  |  | 0 | NULL
9.1.2 |  | 45 KG CO2 CYLINDER COMPLETE WITH: DIFFERENTIAL HEAD VALVE, BRACKET AND TRIMMINGS, FILLED WITH 45 KG. CO2 GAS | NAFFCO | NCS45 B04800121-NF | NOS | 1 | 1285 | 368 | 0 | 368 | 0 | FALSE |  |  | 0 | NULL
9.1.3 |  | MANUAL & PNEUMATIC RELEASE | NAFFCO | B04420065-NF | NOS | 1 | 122 | 35 | 0 | 35 | 0 | FALSE |  |  | 0 | NULL
9.1.4 |  | FLEXIBLE HOSE (DISCHARGE) WITH CHECK VALVE | NAFFCO | NHC18 / B04600008-NF | NOS | 2 | 334 | 96 | 0 | 192 | 0 | FALSE |  |  | 0 | NULL
9.1.5 |  | FLEXIBLE HOSE - 700MM (PNEUMATIC CYLINDER TO MANIFOLD AND RACK TO RACK) | NAFFCO | B06290212-NF | NOS | 1 | 81 | 24 | 0 | 24 | 0 | FALSE |  |  | 0 | NULL
9.1.6 |  | ADAPTER | NAFFCO | 0295100006-NF | NOS | 2 | 25 | 8 | 0 | 16 | 0 | FALSE |  |  | 0 | NULL
9.1.7 |  | MANIFOLD FOR 2 CYLINDER | NAFFCO | NFCO2-267-SRM2 | NOS | 1 | 632 | 181 | 0 | 181 | 0 | FALSE |  |  | 0 | NULL
9.1.8 |  | RACK ASSEMBLY FOR 2 CYLINDER | NAFFCO | NFCO2-RA02-002F | NOS | 1 | 522 | 150 | 0 | 150 | 0 | FALSE |  |  | 0 | NULL
9.1.9 |  | DISCHARGE NOZZLE | NAFFCO | N360º | NOS | 2 | 37 | 11 | 0 | 22 | 0 | FALSE |  |  | 0 | NULL
9.1.10 |  | DISCHARGE PRESSURE SWITCH | NAFFCO | 028250050-NF | NOS | 1 | 690 | 198 | 0 | 198 | 0 | FALSE |  |  | 0 | NULL
9.1.11 |  | SAFETY DEVICE | NAFFCO | 29730039 | NOS | 1 | 428 | 123 | 0 | 123 | 0 | FALSE |  |  | 0 | NULL
9.1.12 |  | BLEED VALVE | NAFFCO | 029730040-NF | NOS | 1 | 179 | 52 | 0 | 52 | 0 | FALSE |  |  | 0 | NULL
9.1.13 |  | GAS WEIGHT MONITOR CONTROL PANEL | NAFFCO |  | NOS | 1 | 700 | 201 | 0 | 201 | 0 | FALSE |  |  | 0 | NULL
9.1.14 |  | GAS WEIGHT MONITOR | NAFFCO |  | NOS | 2 | 500 | 144 | 0 | 288 | 0 | FALSE |  |  | 0 | NULL
9.2 |  | ELECTRICAL COMPONENTS |  |  |  | 0 | 0 | 0 | 0 | 0 | 0 | FALSE |  |  | 0 | NULL
9.2.1 |  | EXTINGUISHING CONTROL PANEL WITH WEATHER PROOF ENCLOSURE (2) DETECTION ZONE (1) RELEASE AREA COMPLETE WITH: 24VDC BACK-UP BATTERY | SHIELD | AX-T | SET | 1 | 3502 | 1002 | 0 | 1002 | 0 | FALSE |  |  | 0 | NULL
9.2.2 |  | OPTICAL SMOKE DETECTOR WITH BASE | SHIELD | S-C2011 | NOS | 4 | 45 | 13 | 0 | 52 | 0 | FALSE |  |  | 0 | NULL
9.2.3 |  | BELL, 6" WITH BACKBOX | FIKE | FB-1000C6 | NOS | 1 | 85 | 25 | 0 | 25 | 0 | FALSE |  |  | 0 | NULL
9.2.4 | 13007138210 | HORN/STROBE, INDOOR, SELECTABLE CANDELA STROBE, WALL MOUNT, RED, UL LISTED, MODEL : SH-HSIR - SHIELD | SHIELD | SH-HSIR | NOS | 1 | 150 | 43 | 0 | 43 | 0 | FALSE |  |  | 0 | NULL
9.2.5 |  | STROBE, SELECTABLE CANDELA STROBE, WALL MOUNT, RED, INDOOR, UL LISTED, MODEL: SH-STIR - SHIELD WITH BACKBOX | SHIELD | SH-STIR | NOS | 1 | 125 | 36 | 0 | 36 | 0 | FALSE |  |  | 0 | NULL
9.2.6 | 13006325141 | MAIN TO RESERVE TRANSFER SWITCH FOR SYSTEMS, MODEL.# 10-2967, UL/FM APPROVED - FIKE WITH BACKBOX | FIKE | 10-2967 | NOS | 1 | 375 | 108 | 0 | 108 | 0 | FALSE |  |  | 0 | NULL
9.2.7 |  | WARNING SIGN | NAFFCO | 02-12533 | SET | 1 | 300 | 86 | 0 | 86 | 0 | FALSE |  |  | 0 | NULL
9.3 |  | MECHNICAL COMPONENTS (RESERVE SET) |  |  |  | 0 | 0 | 0 | 0 | 0 | 0 | FALSE |  |  | 0 | NULL
9.3.1 |  | 45 KG CO2 CYLINDER - 24VDC COMPLETE WITH: SOLENOID HEAD VALVE, BRACKET AND TRIMMINGS, FILLED WITH 45 KG. CO2 GAS | NAFFCO | NCS45 B04390031-NF | NOS | 1 | 1527 | 437 | 0 | 437 | 0 | FALSE |  |  | 0 | NULL
9.3.2 |  | 45 KG CO2 CYLINDER COMPLETE WITH: DIFFERENTIAL HEAD VALVE, BRACKET AND TRIMMINGS, FILLED WITH 45 KG. CO2 GAS | NAFFCO | NCS45 B04800121-NF | NOS | 1 | 1285 | 368 | 0 | 368 | 0 | FALSE |  |  | 0 | NULL
9.3.3 |  | MANUAL & PNEUMATIC RELEASE | NAFFCO | B04420065-NF | NOS | 1 | 122 | 35 | 0 | 35 | 0 | FALSE |  |  | 0 | NULL
9.3.4 |  | FLEXIBLE HOSE (DISCHARGE) WITH CHECK VALVE | NAFFCO | NHC18 / B04600008-NF | NOS | 2 | 334 | 96 | 0 | 192 | 0 | FALSE |  |  | 0 | NULL
9.3.5 |  | FLEXIBLE HOSE - 700MM (PNEUMATIC CYLINDER TO MANIFOLD AND RACK TO RACK) | NAFFCO | B06290212-NF | NOS | 1 | 81 | 24 | 0 | 24 | 0 | FALSE |  |  | 0 | NULL
9.3.6 |  | MANIFOLD FOR 2 CYLINDER | NAFFCO | NFCO2-267-SRM2 | NOS | 1 | 632 | 181 | 0 | 181 | 0 | FALSE |  |  | 0 | NULL
9.3.7 |  | RACK ASSEMBLY FOR 2 CYLINDER | NAFFCO | NFCO2-RA02-002F | NOS | 1 | 522 | 150 | 0 | 150 | 0 | FALSE |  |  | 0 | NULL
9.3.8 |  | SAFETY DEVICE | NAFFCO | 29730039 | NOS | 1 | 428 | 123 | 0 | 123 | 0 | FALSE |  |  | 0 | NULL
9.3.9 |  | BLEED VALVE | NAFFCO | 029730040-NF | NOS | 1 | 179 | 52 | 0 | 52 | 0 | FALSE |  |  | 0 | NULL
9.3.10 |  | GAS WEIGHT MONITOR CONTROL PANEL | NAFFCO |  | NOS | 1 | 700 | 201 | 0 | 201 | 0 | FALSE |  |  | 0 | NULL
9.3.11 |  | GAS WEIGHT MONITOR | NAFFCO |  | NOS | 1 | 500 | 144 | 0 | 144 | 0 | FALSE |  |  | 0 | NULL
10 |  | ELECTRICAL ROOM @ 1B (CO2-7B1) |  |  |  | 0 | 0 | 0 | 0 | 0 | 0 | FALSE |  |  | 0 | NULL
10.1 |  | MECHNICAL COMPONENTS (MAIN SET) |  |  |  | 0 | 0 | 0 | 0 | 0 | 0 | FALSE |  |  | 0 | NULL
10.1.1 |  | 45 KG CO2 CYLINDER - 24VDC COMPLETE WITH: SOLENOID HEAD VALVE, BRACKET AND TRIMMINGS, FILLED WITH 45 KG. CO2 GAS | NAFFCO | NCS45 B04390031-NF | NOS | 1 | 1527 | 437 | 0 | 437 | 0 | FALSE |  |  | 0 | NULL
10.1.2 |  | 45 KG CO2 CYLINDER COMPLETE WITH: DIFFERENTIAL HEAD VALVE, BRACKET AND TRIMMINGS, FILLED WITH 45 KG. CO2 GAS | NAFFCO | NCS45 B04800121-NF | NOS | 1 | 1285 | 368 | 0 | 368 | 0 | FALSE |  |  | 0 | NULL
10.1.3 |  | MANUAL & PNEUMATIC RELEASE | NAFFCO | B04420065-NF | NOS | 1 | 122 | 35 | 0 | 35 | 0 | FALSE |  |  | 0 | NULL
10.1.4 |  | FLEXIBLE HOSE (DISCHARGE) WITH CHECK VALVE | NAFFCO | NHC18 / B04600008-NF | NOS | 2 | 334 | 96 | 0 | 192 | 0 | FALSE |  |  | 0 | NULL
10.1.5 |  | FLEXIBLE HOSE - 700MM (PNEUMATIC CYLINDER TO MANIFOLD AND RACK TO RACK) | NAFFCO | B06290212-NF | NOS | 1 | 81 | 24 | 0 | 24 | 0 | FALSE |  |  | 0 | NULL
10.1.6 |  | ADAPTER | NAFFCO | 0295100006-NF | NOS | 2 | 25 | 8 | 0 | 16 | 0 | FALSE |  |  | 0 | NULL
10.1.7 |  | MANIFOLD FOR 2 CYLINDER | NAFFCO | NFCO2-267-SRM2 | NOS | 1 | 632 | 181 | 0 | 181 | 0 | FALSE |  |  | 0 | NULL
10.1.8 |  | RACK ASSEMBLY FOR 2 CYLINDER | NAFFCO | NFCO2-RA02-002F | NOS | 1 | 522 | 150 | 0 | 150 | 0 | FALSE |  |  | 0 | NULL
10.1.9 |  | DISCHARGE NOZZLE | NAFFCO | N360º | NOS | 1 | 37 | 11 | 0 | 11 | 0 | FALSE |  |  | 0 | NULL
10.1.10 |  | DISCHARGE PRESSURE SWITCH | NAFFCO | 028250050-NF | NOS | 1 | 690 | 198 | 0 | 198 | 0 | FALSE |  |  | 0 | NULL
10.1.11 |  | SAFETY DEVICE | NAFFCO | 29730039 | NOS | 1 | 428 | 123 | 0 | 123 | 0 | FALSE |  |  | 0 | NULL
10.1.12 |  | BLEED VALVE | NAFFCO | 029730040-NF | NOS | 1 | 179 | 52 | 0 | 52 | 0 | FALSE |  |  | 0 | NULL
10.1.13 |  | GAS WEIGHT MONITOR CONTROL PANEL | NAFFCO |  | NOS | 1 | 700 | 201 | 0 | 201 | 0 | FALSE |  |  | 0 | NULL
10.1.14 |  | GAS WEIGHT MONITOR | NAFFCO |  | NOS | 2 | 500 | 144 | 0 | 288 | 0 | FALSE |  |  | 0 | NULL
10.2 |  | ELECTRICAL COMPONENTS |  |  |  | 0 | 0 | 0 | 0 | 0 | 0 | FALSE |  |  | 0 | NULL
10.2.1 |  | EXTINGUISHING CONTROL PANEL WITH WEATHER PROOF ENCLOSURE (2) DETECTION ZONE (1) RELEASE AREA COMPLETE WITH: 24VDC BACK-UP BATTERY | SHIELD | AX-T | SET | 1 | 3502 | 1002 | 0 | 1002 | 0 | FALSE |  |  | 0 | NULL
10.2.2 |  | OPTICAL SMOKE DETECTOR WITH BASE | SHIELD | S-C2011 | NOS | 2 | 45 | 13 | 0 | 26 | 0 | FALSE |  |  | 0 | NULL
10.2.3 |  | BELL, 6" WITH BACKBOX | FIKE | FB-1000C6 | NOS | 1 | 85 | 25 | 0 | 25 | 0 | FALSE |  |  | 0 | NULL
10.2.4 | 13007138210 | HORN/STROBE, INDOOR, SELECTABLE CANDELA STROBE, WALL MOUNT, RED, UL LISTED, MODEL : SH-HSIR - SHIELD | SHIELD | SH-HSIR | NOS | 1 | 150 | 43 | 0 | 43 | 0 | FALSE |  |  | 0 | NULL
10.2.5 |  | STROBE, SELECTABLE CANDELA STROBE, WALL MOUNT, RED, INDOOR, UL LISTED, MODEL: SH-STIR - SHIELD WITH BACKBOX | SHIELD | SH-STIR | NOS | 1 | 125 | 36 | 0 | 36 | 0 | FALSE |  |  | 0 | NULL
10.2.6 | 13006325141 | MAIN TO RESERVE TRANSFER SWITCH FOR SYSTEMS, MODEL.# 10-2967, UL/FM APPROVED - FIKE WITH BACKBOX | FIKE | 10-2967 | NOS | 1 | 375 | 108 | 0 | 108 | 0 | FALSE |  |  | 0 | NULL
10.2.7 |  | WARNING SIGN | NAFFCO | 02-12533 | SET | 1 | 300 | 86 | 0 | 86 | 0 | FALSE |  |  | 0 | NULL
10.3 |  | MECHNICAL COMPONENTS (RESERVE SET) |  |  |  | 0 | 0 | 0 | 0 | 0 | 0 | FALSE |  |  | 0 | NULL
10.3.1 |  | 45 KG CO2 CYLINDER - 24VDC COMPLETE WITH: SOLENOID HEAD VALVE, BRACKET AND TRIMMINGS, FILLED WITH 45 KG. CO2 GAS | NAFFCO | NCS45 B04390031-NF | NOS | 1 | 1527 | 437 | 0 | 437 | 0 | FALSE |  |  | 0 | NULL
10.3.2 |  | 45 KG CO2 CYLINDER COMPLETE WITH: DIFFERENTIAL HEAD VALVE, BRACKET AND TRIMMINGS, FILLED WITH 45 KG. CO2 GAS | NAFFCO | NCS45 B04800121-NF | NOS | 1 | 1285 | 368 | 0 | 368 | 0 | FALSE |  |  | 0 | NULL
10.3.3 |  | MANUAL & PNEUMATIC RELEASE | NAFFCO | B04420065-NF | NOS | 1 | 122 | 35 | 0 | 35 | 0 | FALSE |  |  | 0 | NULL
10.3.4 |  | FLEXIBLE HOSE (DISCHARGE) WITH CHECK VALVE | NAFFCO | NHC18 / B04600008-NF | NOS | 2 | 334 | 96 | 0 | 192 | 0 | FALSE |  |  | 0 | NULL
10.3.5 |  | FLEXIBLE HOSE - 700MM (PNEUMATIC CYLINDER TO MANIFOLD AND RACK TO RACK) | NAFFCO | B06290212-NF | NOS | 1 | 81 | 24 | 0 | 24 | 0 | FALSE |  |  | 0 | NULL
10.3.6 |  | MANIFOLD FOR 2 CYLINDER | NAFFCO | NFCO2-267-SRM2 | NOS | 1 | 632 | 181 | 0 | 181 | 0 | FALSE |  |  | 0 | NULL
10.3.7 |  | RACK ASSEMBLY FOR 2 CYLINDER | NAFFCO | NFCO2-RA02-002F | NOS | 1 | 522 | 150 | 0 | 150 | 0 | FALSE |  |  | 0 | NULL
10.3.8 |  | SAFETY DEVICE | NAFFCO | 29730039 | NOS | 1 | 428 | 123 | 0 | 123 | 0 | FALSE |  |  | 0 | NULL
10.3.9 |  | BLEED VALVE | NAFFCO | 029730040-NF | NOS | 1 | 179 | 52 | 0 | 52 | 0 | FALSE |  |  | 0 | NULL
10.3.10 |  | GAS WEIGHT MONITOR CONTROL PANEL | NAFFCO |  | NOS | 1 | 700 | 201 | 0 | 201 | 0 | FALSE |  |  | 0 | NULL
10.3.11 |  | GAS WEIGHT MONITOR | NAFFCO |  | NOS | 2 | 500 | 144 | 0 | 288 | 0 | FALSE |  |  | 0 | NULL
11 |  | GENERATOR ROOM @ 2B (CO2-GENB2) |  |  |  | 0 | 0 | 0 | 0 | 0 | 0 | FALSE |  |  | 0 | NULL
11.1 |  | MECHNICAL COMPONENTS (MAIN SET) |  |  |  | 0 | 0 | 0 | 0 | 0 | 0 | FALSE |  |  | 0 | NULL
11.1.1 |  | 45 KG CO2 CYLINDER - 24VDC COMPLETE WITH: SOLENOID HEAD VALVE, BRACKET AND TRIMMINGS, FILLED WITH 45 KG. CO2 GAS | NAFFCO | NCS45 B04390031-NF | NOS | 4 | 1527 | 437 | 0 | 1748 | 0 | FALSE |  |  | 0 | NULL
11.1.2 |  | 45 KG CO2 CYLINDER COMPLETE WITH: DIFFERENTIAL HEAD VALVE, BRACKET AND TRIMMINGS, FILLED WITH 45 KG. CO2 GAS | NAFFCO | NCS45 B04800121-NF | NOS | 17 | 1285 | 368 | 0 | 6256 | 0 | FALSE |  |  | 0 | NULL
11.1.3 |  | MANUAL & PNEUMATIC RELEASE | NAFFCO | B04420065-NF | NOS | 2 | 122 | 35 | 0 | 70 | 0 | FALSE |  |  | 0 | NULL
11.1.4 |  | PNEUMATIC RELEASE DEVICE | NAFFCO | B04420066-NF | NOS | 15 | 91.75 | 27 | 0 | 405 | 0 | FALSE |  |  | 0 | NULL
11.1.5 |  | FLEXIBLE HOSE (DISCHARGE) WITH CHECK VALVE | NAFFCO | NHC18 / B04600008-NF | NOS | 21 | 334 | 96 | 0 | 2016 | 0 | FALSE |  |  | 0 | NULL
11.1.6 |  | FLEXIBLE HOSE - 500MM (TO PNEUMATIC CYLINDER) | NAFFCO | B06290213-NF | NOS | 12 | 73.4 | 21 | 0 | 252 | 0 | FALSE |  |  | 0 | NULL
11.1.7 |  | FLEXIBLE HOSE - 700MM (PNEUMATIC CYLINDER TO MANIFOLD AND RACK TO RACK) | NAFFCO | B06290212-NF | NOS | 5 | 81 | 24 | 0 | 120 | 0 | FALSE |  |  | 0 | NULL
11.1.8 |  | ADAPTER | NAFFCO | 0295100006-NF | NOS | 34 | 25 | 8 | 0 | 272 | 0 | FALSE |  |  | 0 | NULL
11.1.9 |  | MANIFOLD FOR 3 CYLINDER | NAFFCO | NFCO2-267-SRM3 | NOS | 2 | 888.14 | 255 | 0 | 510 | 0 | FALSE |  |  | 0 | NULL
11.1.10 |  | MANIFOLD FOR 5 CYLINDER | NAFFCO | NFCO2-267-SRM5 | NOS | 3 | 1071.64 | 307 | 0 | 921 | 0 | FALSE |  |  | 0 | NULL
11.1.11 |  | RACK ASSEMBLY FOR 5 CYLINDER | NAFFCO | NFCO2-RA02-005F | NOS | 1 | 833.09 | 239 | 0 | 239 | 0 | FALSE |  |  | 0 | NULL
11.1.12 |  | RACK ASSEMBLY FOR 6 CYLINDER | NAFFCO | NFCO2-RA02-030F | NOS | 1 | 844.1 | 242 | 0 | 242 | 0 | FALSE |  |  | 0 | NULL
11.1.13 |  | RACK ASSEMBLY FOR 10 CYLINDER | NAFFCO | NFCO2-RA02-050F | NOS | 1 | 862.45 | 247 | 0 | 247 | 0 | FALSE |  |  | 0 | NULL
11.1.14 |  | DISCHARGE NOZZLE | NAFFCO | N360º | NOS | 11 | 37 | 11 | 0 | 121 | 0 | FALSE |  |  | 0 | NULL
11.1.15 |  | DISCHARGE PRESSURE SWITCH | NAFFCO | 028250050-NF | NOS | 2 | 690 | 198 | 0 | 396 | 0 | FALSE |  |  | 0 | NULL
11.1.16 |  | SAFETY DEVICE | NAFFCO | 29730039 | NOS | 2 | 428 | 123 | 0 | 246 | 0 | FALSE |  |  | 0 | NULL
11.1.17 |  | BLEED VALVE | NAFFCO | 029730040-NF | NOS | 2 | 179 | 52 | 0 | 104 | 0 | FALSE |  |  | 0 | NULL
11.1.18 |  | GAS WEIGHT MONITOR CONTROL PANEL | NAFFCO |  | NOS | 2 | 700 | 201 | 0 | 402 | 0 | FALSE |  |  | 0 | NULL
11.1.19 |  | GAS WEIGHT MONITOR | NAFFCO |  | NOS | 21 | 500 | 144 | 0 | 3024 | 0 | FALSE |  |  | 0 | NULL
11.2 |  | ELECTRICAL COMPONENTS |  |  |  | 0 | 0 | 0 | 0 | 0 | 0 | FALSE |  |  | 0 | NULL
11.2.1 |  | EXTINGUISHING CONTROL PANEL WITH WEATHER PROOF ENCLOSURE (2) DETECTION ZONE (1) RELEASE AREA COMPLETE WITH: 24VDC BACK-UP BATTERY | SHIELD | AX-T | SET | 1 | 3502 | 1002 | 0 | 1002 | 0 | FALSE |  |  | 0 | NULL
11.2.2 |  | HEAT DETECTOR WITH BASE | FIKE | 60-1030 | NOS | 10 | 45 | 13 | 0 | 130 | 0 | FALSE |  |  | 0 | NULL
11.2.3 |  | ADDRESSABLE MANUAL RELEASE STATION | FIKE | 20-1343 | NOS | 1 | 395 | 114 | 0 | 114 | 0 | FALSE |  |  | 0 | NULL
11.2.4 |  | BELL, 6" WITH BACKBOX | FIKE | FB-1000C6 | NOS | 1 | 85 | 25 | 0 | 25 | 0 | FALSE |  |  | 0 | NULL
11.2.5 | 13007138210 | HORN/STROBE, INDOOR, SELECTABLE CANDELA STROBE, WALL MOUNT, RED, UL LISTED, MODEL : SH-HSIR - SHIELD | SHIELD | SH-HSIR | NOS | 1 | 150 | 43 | 0 | 43 | 0 | FALSE |  |  | 0 | NULL
11.2.6 |  | STROBE, SELECTABLE CANDELA STROBE, WALL MOUNT, RED, INDOOR, UL LISTED, MODEL: SH-STIR - SHIELD WITH BACKBOX | SHIELD | SH-STIR | NOS | 1 | 125 | 36 | 0 | 36 | 0 | FALSE |  |  | 0 | NULL
11.2.7 | 13108625046 | ADDRESSABLE SQUARE MONITOR MODULE 4" WITH ISOLATOR (EM-1SMI), MODEL: 55-046 - FIKE WITH BACKBOX | FIKE | 55-046 | NOS | 7 | 375 | 103 | 0 | 721 | 0 | FALSE |  |  | 0 | NULL
11.2.8 | 13108425015 | SUPERVISED CONTROL MODULE WITH BUILT IN ISOLATOR (EM-1SMI), MODEL: 55-047 - FIKE WITH BACKBOX | FIKE | 55-047 | NOS | 3 | 432 | 118 | 0 | 354 | 0 | FALSE |  |  | 0 | NULL
11.2.9 | 13108425153 | RELEASING CONTROL MODULE WITH ISOLATOR (EM-1RMI), MODEL.# 55-053 - FIKE WITH BACKBOX | FIKE | 55-053 | NOS | 2 | 1180 | 322 | 0 | 644 | 0 | FALSE |  |  | 0 | NULL
11.2.10 | 13109925229 | REMOTE POWER SUPPLY UNIT WITH ENCLOSURE AND PCB BOARD, 10A, P/N.# 10-2829-1-0-01-0-1-01 - FIKE | FIKE | 10-2829-1-0-01-0-1-01 | NOS | 1 | 2519 | 687 | 0 | 687 | 0 | FALSE |  |  | 0 | NULL
11.2.11 |  | WARNING SIGN | NAFFCO | 02-12533 | SET | 1 | 300 | 86 | 0 | 86 | 0 | FALSE |  |  | 0 | NULL
11.3 |  | MECHNICAL COMPONENTS (RESERVE SET) |  |  |  | 0 | 0 | 0 | 0 | 0 | 0 | FALSE |  |  | 0 | NULL
11.3.1 |  | 45 KG CO2 CYLINDER - 24VDC COMPLETE WITH: SOLENOID HEAD VALVE, BRACKET AND TRIMMINGS, FILLED WITH 45 KG. CO2 GAS | NAFFCO | NCS45 B04390031-NF | NOS | 4 | 1527 | 437 | 0 | 1748 | 0 | FALSE |  |  | 0 | NULL
11.3.2 |  | 45 KG CO2 CYLINDER COMPLETE WITH: DIFFERENTIAL HEAD VALVE, BRACKET AND TRIMMINGS, FILLED WITH 45 KG. CO2 GAS | NAFFCO | NCS45 B04800121-NF | NOS | 17 | 1285 | 368 | 0 | 6256 | 0 | FALSE |  |  | 0 | NULL
11.3.3 |  | MANUAL & PNEUMATIC RELEASE | NAFFCO | B04420065-NF | NOS | 2 | 122 | 35 | 0 | 70 | 0 | FALSE |  |  | 0 | NULL
11.3.4 |  | PNEUMATIC RELEASE DEVICE | NAFFCO | B04420066-NF | NOS | 15 | 91.75 | 27 | 0 | 405 | 0 | FALSE |  |  | 0 | NULL
11.3.5 |  | FLEXIBLE HOSE (DISCHARGE) WITH CHECK VALVE | NAFFCO | NHC18 / B04600008-NF | NOS | 21 | 334 | 96 | 0 | 2016 | 0 | FALSE |  |  | 0 | NULL
11.3.6 |  | FLEXIBLE HOSE - 500MM (TO PNEUMATIC CYLINDER) | NAFFCO | B06290213-NF | NOS | 12 | 73.4 | 21 | 0 | 252 | 0 | FALSE |  |  | 0 | NULL
11.3.7 |  | FLEXIBLE HOSE - 700MM (PNEUMATIC CYLINDER TO MANIFOLD AND RACK TO RACK) | NAFFCO | B06290212-NF | NOS | 5 | 81 | 24 | 0 | 120 | 0 | FALSE |  |  | 0 | NULL
11.3.8 |  | MANIFOLD FOR 3 CYLINDER | NAFFCO | NFCO2-267-SRM3 | NOS | 2 | 888.14 | 255 | 0 | 510 | 0 | FALSE |  |  | 0 | NULL
11.3.9 |  | MANIFOLD FOR 5 CYLINDER | NAFFCO | NFCO2-267-SRM5 | NOS | 3 | 1071.64 | 307 | 0 | 921 | 0 | FALSE |  |  | 0 | NULL
11.3.10 |  | RACK ASSEMBLY FOR 5 CYLINDER | NAFFCO | NFCO2-RA02-005F | NOS | 1 | 833.09 | 239 | 0 | 239 | 0 | FALSE |  |  | 0 | NULL
11.3.11 |  | RACK ASSEMBLY FOR 6 CYLINDER | NAFFCO | NFCO2-RA02-030F | NOS | 1 | 844.1 | 242 | 0 | 242 | 0 | FALSE |  |  | 0 | NULL
11.3.12 |  | RACK ASSEMBLY FOR 10 CYLINDER | NAFFCO | NFCO2-RA02-050F | NOS | 1 | 862.45 | 247 | 0 | 247 | 0 | FALSE |  |  | 0 | NULL
11.3.13 |  | SAFETY DEVICE | NAFFCO | 29730039 | NOS | 2 | 428 | 123 | 0 | 246 | 0 | FALSE |  |  | 0 | NULL
11.3.14 |  | BLEED VALVE | NAFFCO | 029730040-NF | NOS | 2 | 179 | 52 | 0 | 104 | 0 | FALSE |  |  | 0 | NULL
11.3.15 |  | GAS WEIGHT MONITOR CONTROL PANEL | NAFFCO |  | NOS | 2 | 700 | 201 | 0 | 402 | 0 | FALSE |  |  | 0 | NULL
11.3.16 |  | GAS WEIGHT MONITOR | NAFFCO |  | NOS | 21 | 500 | 144 | 0 | 3024 | 0 | FALSE |  |  | 0 | NULL
12 |  | GENERATOR ROOM @ 3B (CO2-GENB3) |  |  |  | 0 | 0 | 0 | 0 | 0 | 0 | FALSE |  |  | 0 | NULL
12.1 |  | MECHNICAL COMPONENTS (MAIN SET) |  |  |  | 0 | 0 | 0 | 0 | 0 | 0 | FALSE |  |  | 0 | NULL
12.1.1 |  | 45 KG CO2 CYLINDER - 24VDC COMPLETE WITH: SOLENOID HEAD VALVE, BRACKET AND TRIMMINGS, FILLED WITH 45 KG. CO2 GAS | NAFFCO | NCS45 B04390031-NF | NOS | 2 | 1527 | 437 | 0 | 874 | 0 | FALSE |  |  | 0 | NULL
12.1.2 |  | 45 KG CO2 CYLINDER COMPLETE WITH: DIFFERENTIAL HEAD VALVE, BRACKET AND TRIMMINGS, FILLED WITH 45 KG. CO2 GAS | NAFFCO | NCS45 B04800121-NF | NOS | 8 | 1285 | 368 | 0 | 2944 | 0 | FALSE |  |  | 0 | NULL
12.1.3 |  | MANUAL & PNEUMATIC RELEASE | NAFFCO | B04420065-NF | NOS | 1 | 122 | 35 | 0 | 35 | 0 | FALSE |  |  | 0 | NULL
12.1.4 |  | PNEUMATIC RELEASE DEVICE | NAFFCO | B04420066-NF | NOS | 7 | 91.75 | 27 | 0 | 189 | 0 | FALSE |  |  | 0 | NULL
12.1.5 |  | FLEXIBLE HOSE (DISCHARGE) WITH CHECK VALVE | NAFFCO | NHC18 / B04600008-NF | NOS | 10 | 334 | 96 | 0 | 960 | 0 | FALSE |  |  | 0 | NULL
12.1.6 |  | FLEXIBLE HOSE - 500MM (TO PNEUMATIC CYLINDER) | NAFFCO | B06290213-NF | NOS | 6 | 73.4 | 21 | 0 | 126 | 0 | FALSE |  |  | 0 | NULL
12.1.7 |  | FLEXIBLE HOSE - 700MM (PNEUMATIC CYLINDER TO MANIFOLD AND RACK TO RACK) | NAFFCO | B06290212-NF | NOS | 2 | 81 | 24 | 0 | 48 | 0 | FALSE |  |  | 0 | NULL
12.1.8 |  | ADAPTER | NAFFCO | 0295100006-NF | NOS | 16 | 25 | 8 | 0 | 128 | 0 | FALSE |  |  | 0 | NULL
12.1.9 |  | MANIFOLD FOR 5 CYLINDER | NAFFCO | NFCO2-267-SRM5 | NOS | 2 | 1071.64 | 307 | 0 | 614 | 0 | FALSE |  |  | 0 | NULL
12.1.10 |  | RACK ASSEMBLY FOR 2 CYLINDER | NAFFCO | NFCO2-RA02-002F | NOS | 1 | 522 | 150 | 0 | 150 | 0 | FALSE |  |  | 0 | NULL
12.1.11 |  | RACK ASSEMBLY FOR 10 CYLINDER | NAFFCO | NFCO2-RA02-050F | NOS | 1 | 862.45 | 247 | 0 | 247 | 0 | FALSE |  |  | 0 | NULL
12.1.12 |  | DISCHARGE NOZZLE | NAFFCO | N360º | NOS | 5 | 37 | 11 | 0 | 55 | 0 | FALSE |  |  | 0 | NULL
12.1.13 |  | DISCHARGE PRESSURE SWITCH | NAFFCO | 028250050-NF | NOS | 1 | 690 | 198 | 0 | 198 | 0 | FALSE |  |  | 0 | NULL
12.1.14 |  | SAFETY DEVICE | NAFFCO | 29730039 | NOS | 1 | 428 | 123 | 0 | 123 | 0 | FALSE |  |  | 0 | NULL
12.1.15 |  | BLEED VALVE | NAFFCO | 029730040-NF | NOS | 1 | 179 | 52 | 0 | 52 | 0 | FALSE |  |  | 0 | NULL
12.1.16 |  | GAS WEIGHT MONITOR CONTROL PANEL | NAFFCO |  | NOS | 1 | 700 | 201 | 0 | 201 | 0 | FALSE |  |  | 0 | NULL
12.1.17 |  | GAS WEIGHT MONITOR | NAFFCO |  | NOS | 10 | 500 | 144 | 0 | 1440 | 0 | FALSE |  |  | 0 | NULL
12.2 |  | ELECTRICAL COMPONENTS |  |  |  | 0 | 0 | 0 | 0 | 0 | 0 | FALSE |  |  | 0 | NULL
12.2.1 |  | EXTINGUISHING CONTROL PANEL WITH WEATHER PROOF ENCLOSURE (2) DETECTION ZONE (1) RELEASE AREA COMPLETE WITH: 24VDC BACK-UP BATTERY | SHIELD | AX-T | SET | 1 | 3502 | 1002 | 0 | 1002 | 0 | FALSE |  |  | 0 | NULL
12.2.2 |  | HEAT DETECTOR WITH BASE | FIKE | 60-1030 | NOS | 8 | 45 | 13 | 0 | 104 | 0 | FALSE |  |  | 0 | NULL
12.2.4 |  | BELL, 6" WITH BACKBOX | FIKE | FB-1000C6 | NOS | 1 | 85 | 25 | 0 | 25 | 0 | FALSE |  |  | 0 | NULL
12.2.5 | 13007138210 | HORN/STROBE, INDOOR, SELECTABLE CANDELA STROBE, WALL MOUNT, RED, UL LISTED, MODEL : SH-HSIR - SHIELD | SHIELD | SH-HSIR | NOS | 1 | 150 | 43 | 0 | 43 | 0 | FALSE |  |  | 0 | NULL
12.2.6 |  | STROBE, SELECTABLE CANDELA STROBE, WALL MOUNT, RED, INDOOR, UL LISTED, MODEL: SH-STIR - SHIELD WITH BACKBOX | SHIELD | SH-STIR | NOS | 1 | 125 | 36 | 0 | 36 | 0 | FALSE |  |  | 0 | NULL
12.2.7 | 13006325141 | MAIN TO RESERVE TRANSFER SWITCH FOR SYSTEMS, MODEL.# 10-2967, UL/FM APPROVED - FIKE WITH BACKBOX | FIKE | 10-2967 | NOS | 1 | 375 | 108 | 0 | 108 | 0 | FALSE |  |  | 0 | NULL
12.2.8 |  | WARNING SIGN | NAFFCO | 02-12533 | SET | 1 | 300 | 86 | 0 | 86 | 0 | FALSE |  |  | 0 | NULL
12.3 |  | MECHNICAL COMPONENTS (RESERVE SET) |  |  |  | 0 | 0 | 0 | 0 | 0 | 0 | FALSE |  |  | 0 | NULL
12.3.1 |  | 45 KG CO2 CYLINDER - 24VDC COMPLETE WITH: SOLENOID HEAD VALVE, BRACKET AND TRIMMINGS, FILLED WITH 45 KG. CO2 GAS | NAFFCO | NCS45 B04390031-NF | NOS | 2 | 1527 | 437 | 0 | 874 | 0 | FALSE |  |  | 0 | NULL
12.3.2 |  | 45 KG CO2 CYLINDER COMPLETE WITH: DIFFERENTIAL HEAD VALVE, BRACKET AND TRIMMINGS, FILLED WITH 45 KG. CO2 GAS | NAFFCO | NCS45 B04800121-NF | NOS | 8 | 1285 | 368 | 0 | 2944 | 0 | FALSE |  |  | 0 | NULL
12.3.3 |  | MANUAL & PNEUMATIC RELEASE | NAFFCO | B04420065-NF | NOS | 1 | 122 | 35 | 0 | 35 | 0 | FALSE |  |  | 0 | NULL
12.3.4 |  | PNEUMATIC RELEASE DEVICE | NAFFCO | B04420066-NF | NOS | 7 | 91.75 | 27 | 0 | 189 | 0 | FALSE |  |  | 0 | NULL
12.3.5 |  | FLEXIBLE HOSE (DISCHARGE) WITH CHECK VALVE | NAFFCO | NHC18 / B04600008-NF | NOS | 10 | 334 | 96 | 0 | 960 | 0 | FALSE |  |  | 0 | NULL
12.3.6 |  | FLEXIBLE HOSE - 500MM (TO PNEUMATIC CYLINDER) | NAFFCO | B06290213-NF | NOS | 6 | 73.4 | 21 | 0 | 126 | 0 | FALSE |  |  | 0 | NULL
12.3.7 |  | FLEXIBLE HOSE - 700MM (PNEUMATIC CYLINDER TO MANIFOLD AND RACK TO RACK) | NAFFCO | B06290212-NF | NOS | 2 | 81 | 24 | 0 | 48 | 0 | FALSE |  |  | 0 | NULL
12.3.8 |  | MANIFOLD FOR 3 CYLINDER | NAFFCO | NFCO2-267-SRM3 | NOS | 2 | 888.14 | 255 | 0 | 510 | 0 | FALSE |  |  | 0 | NULL
12.3.9 |  | RACK ASSEMBLY FOR 2 CYLINDER | NAFFCO | NFCO2-RA02-002F | NOS | 1 | 522 | 150 | 0 | 150 | 0 | FALSE |  |  | 0 | NULL
12.3.10 |  | RACK ASSEMBLY FOR 10 CYLINDER | NAFFCO | NFCO2-RA02-050F | NOS | 1 | 862.45 | 247 | 0 | 247 | 0 | FALSE |  |  | 0 | NULL
12.3.11 |  | SAFETY DEVICE | NAFFCO | 29730039 | NOS | 1 | 428 | 123 | 0 | 123 | 0 | FALSE |  |  | 0 | NULL
12.3.12 |  | BLEED VALVE | NAFFCO | 029730040-NF | NOS | 1 | 179 | 52 | 0 | 52 | 0 | FALSE |  |  | 0 | NULL
12.3.13 |  | GAS WEIGHT MONITOR CONTROL PANEL | NAFFCO |  | NOS | 1 | 700 | 201 | 0 | 201 | 0 | FALSE |  |  | 0 | NULL
12.3.14 |  | GAS WEIGHT MONITOR | NAFFCO |  | NOS | 10 | 500 | 144 | 0 | 1440 | 0 | FALSE |  |  | 0 | NULL
13 |  | GENERATOR ROOM @ 3B (CO2-GENB3) |  |  |  | 0 | 0 | 0 | 0 | 0 | 0 | FALSE |  |  | 0 | NULL
13.1 |  | MECHNICAL COMPONENTS (MAIN SET) |  |  |  | 0 | 0 | 0 | 0 | 0 | 0 | FALSE |  |  | 0 | NULL
13.1 |  | 45 KG CO2 CYLINDER - 24VDC COMPLETE WITH: SOLENOID HEAD VALVE, BRACKET AND TRIMMINGS, FILLED WITH 45 KG. CO2 GAS | NAFFCO | NCS45 B04390031-NF | NOS | 2 | 1527 | 437 | 0 | 874 | 0 | FALSE |  |  | 0 | NULL
13.2 |  | 45 KG CO2 CYLINDER COMPLETE WITH: DIFFERENTIAL HEAD VALVE, BRACKET AND TRIMMINGS, FILLED WITH 45 KG. CO2 GAS | NAFFCO | NCS45 B04800121-NF | NOS | 4 | 1285 | 368 | 0 | 1472 | 0 | FALSE |  |  | 0 | NULL
13.3 |  | MANUAL & PNEUMATIC RELEASE | NAFFCO | B04420065-NF | NOS | 1 | 122 | 35 | 0 | 35 | 0 | FALSE |  |  | 0 | NULL
13.4 |  | PNEUMATIC RELEASE DEVICE | NAFFCO | B04420066-NF | NOS | 3 | 91.75 | 27 | 0 | 81 | 0 | FALSE |  |  | 0 | NULL
13.5 |  | FLEXIBLE HOSE (DISCHARGE) WITH CHECK VALVE | NAFFCO | NHC18 / B04600008-NF | NOS | 6 | 334 | 96 | 0 | 576 | 0 | FALSE |  |  | 0 | NULL
13.6 |  | FLEXIBLE HOSE - 500MM (TO PNEUMATIC CYLINDER) | NAFFCO | B06290213-NF | NOS | 2 | 73.4 | 21 | 0 | 42 | 0 | FALSE |  |  | 0 | NULL
13.7 |  | FLEXIBLE HOSE - 700MM (PNEUMATIC CYLINDER TO MANIFOLD AND RACK TO RACK) | NAFFCO | B06290212-NF | NOS | 2 | 81 | 24 | 0 | 48 | 0 | FALSE |  |  | 0 | NULL
13.8 |  | ADAPTER | NAFFCO | 0295100006-NF | NOS | 8 | 25 | 8 | 0 | 64 | 0 | FALSE |  |  | 0 | NULL
13.9 |  | MANIFOLD FOR 3 CYLINDER | NAFFCO | NFCO2-267-SRM3 | NOS | 2 | 888.14 | 255 | 0 | 510 | 0 | FALSE |  |  | 0 | NULL
13.10 |  | RACK ASSEMBLY FOR 6 CYLINDER | NAFFCO | NFCO2-RA02-030F | NOS | 1 | 844.1 | 242 | 0 | 242 | 0 | FALSE |  |  | 0 | NULL
13.11 |  | DISCHARGE NOZZLE | NAFFCO | N360º | NOS | 4 | 37 | 11 | 0 | 44 | 0 | FALSE |  |  | 0 | NULL
13.12 |  | DISCHARGE PRESSURE SWITCH | NAFFCO | 028250050-NF | NOS | 1 | 690 | 198 | 0 | 198 | 0 | FALSE |  |  | 0 | NULL
13.13 |  | SAFETY DEVICE | NAFFCO | 29730039 | NOS | 1 | 428 | 123 | 0 | 123 | 0 | FALSE |  |  | 0 | NULL
13.14 |  | BLEED VALVE | NAFFCO | 029730040-NF | NOS | 1 | 179 | 52 | 0 | 52 | 0 | FALSE |  |  | 0 | NULL
13.15 |  | GAS WEIGHT MONITOR CONTROL PANEL | NAFFCO |  | NOS | 1 | 700 | 201 | 0 | 201 | 0 | FALSE |  |  | 0 | NULL
13.16 |  | GAS WEIGHT MONITOR | NAFFCO |  | NOS | 6 | 500 | 144 | 0 | 864 | 0 | FALSE |  |  | 0 | NULL
13.2 |  | ELECTRICAL COMPONENTS |  |  |  | 0 | 0 | 0 | 0 | 0 | 0 | FALSE |  |  | 0 | NULL
13.2.1 |  | EXTINGUISHING CONTROL PANEL WITH WEATHER PROOF ENCLOSURE (2) DETECTION ZONE (1) RELEASE AREA COMPLETE WITH: 24VDC BACK-UP BATTERY | SHIELD | AX-T | SET | 1 | 3502 | 1002 | 0 | 1002 | 0 | FALSE |  |  | 0 | NULL
13.2.2 |  | HEAT DETECTOR WITH BASE | FIKE | 60-1030 | NOS | 4 | 45 | 13 | 0 | 52 | 0 | FALSE |  |  | 0 | NULL
13.2.4 |  | BELL, 6" WITH BACKBOX | FIKE | FB-1000C6 | NOS | 1 | 85 | 25 | 0 | 25 | 0 | FALSE |  |  | 0 | NULL
13.2.5 | 13007138210 | HORN/STROBE, INDOOR, SELECTABLE CANDELA STROBE, WALL MOUNT, RED, UL LISTED, MODEL : SH-HSIR - SHIELD | SHIELD | SH-HSIR | NOS | 1 | 150 | 43 | 0 | 43 | 0 | FALSE |  |  | 0 | NULL
13.2.6 |  | STROBE, SELECTABLE CANDELA STROBE, WALL MOUNT, RED, INDOOR, UL LISTED, MODEL: SH-STIR - SHIELD WITH BACKBOX | SHIELD | SH-STIR | NOS | 1 | 125 | 36 | 0 | 36 | 0 | FALSE |  |  | 0 | NULL
13.2.7 | 13006325141 | MAIN TO RESERVE TRANSFER SWITCH FOR SYSTEMS, MODEL.# 10-2967, UL/FM APPROVED - FIKE WITH BACKBOX | FIKE | 10-2967 | NOS | 1 | 375 | 108 | 0 | 108 | 0 | FALSE |  |  | 0 | NULL
13.2.8 |  | WARNING SIGN | NAFFCO | 02-12533 | SET | 1 | 300 | 86 | 0 | 86 | 0 | FALSE |  |  | 0 | NULL
13.3 |  | MECHNICAL COMPONENTS (RESERVE SET) |  |  |  | 0 | 0 | 0 | 0 | 0 | 0 | FALSE |  |  | 0 | NULL
13.3.1 |  | 45 KG CO2 CYLINDER - 24VDC COMPLETE WITH: SOLENOID HEAD VALVE, BRACKET AND TRIMMINGS, FILLED WITH 45 KG. CO2 GAS | NAFFCO | NCS45 B04390031-NF | NOS | 2 | 1527 | 437 | 0 | 874 | 0 | FALSE |  |  | 0 | NULL
13.3.2 |  | 45 KG CO2 CYLINDER COMPLETE WITH: DIFFERENTIAL HEAD VALVE, BRACKET AND TRIMMINGS, FILLED WITH 45 KG. CO2 GAS | NAFFCO | NCS45 B04800121-NF | NOS | 4 | 1285 | 368 | 0 | 1472 | 0 | FALSE |  |  | 0 | NULL
13.3.3 |  | MANUAL & PNEUMATIC RELEASE | NAFFCO | B04420065-NF | NOS | 1 | 122 | 35 | 0 | 35 | 0 | FALSE |  |  | 0 | NULL
13.3.4 |  | PNEUMATIC RELEASE DEVICE | NAFFCO | B04420066-NF | NOS | 3 | 91.75 | 27 | 0 | 81 | 0 | FALSE |  |  | 0 | NULL
13.3.5 |  | FLEXIBLE HOSE (DISCHARGE) WITH CHECK VALVE | NAFFCO | NHC18 / B04600008-NF | NOS | 6 | 334 | 96 | 0 | 576 | 0 | FALSE |  |  | 0 | NULL
13.3.6 |  | FLEXIBLE HOSE - 500MM (TO PNEUMATIC CYLINDER) | NAFFCO | B06290213-NF | NOS | 2 | 73.4 | 21 | 0 | 42 | 0 | FALSE |  |  | 0 | NULL
13.3.7 |  | FLEXIBLE HOSE - 700MM (PNEUMATIC CYLINDER TO MANIFOLD AND RACK TO RACK) | NAFFCO | B06290212-NF | NOS | 2 | 81 | 24 | 0 | 48 | 0 | FALSE |  |  | 0 | NULL
13.3.8 |  | MANIFOLD FOR 3 CYLINDER | NAFFCO | NFCO2-267-SRM3 | NOS | 2 | 888.14 | 255 | 0 | 510 | 0 | FALSE |  |  | 0 | NULL
13.3.9 |  | RACK ASSEMBLY FOR 6 CYLINDER | NAFFCO | NFCO2-RA02-030F | NOS | 1 | 844.1 | 242 | 0 | 242 | 0 | FALSE |  |  | 0 | NULL
13.3.10 |  | SAFETY DEVICE | NAFFCO | 29730039 | NOS | 1 | 428 | 123 | 0 | 123 | 0 | FALSE |  |  | 0 | NULL
13.3.11 |  | BLEED VALVE | NAFFCO | 029730040-NF | NOS | 1 | 179 | 52 | 0 | 52 | 0 | FALSE |  |  | 0 | NULL
13.3.12 |  | GAS WEIGHT MONITOR CONTROL PANEL | NAFFCO |  | NOS | 1 | 700 | 201 | 0 | 201 | 0 | FALSE |  |  | 0 | NULL
13.3.13 |  | GAS WEIGHT MONITOR | NAFFCO |  | NOS | 6 | 500 | 144 | 0 | 864 | 0 | FALSE |  |  | 0 | NULL
14 |  | FUEL TANK @ 3B (CO2-5B3) |  |  |  | 0 | 0 | 0 | 0 | 0 | 0 | FALSE |  |  | 0 | NULL
14.1 |  | MECHNICAL COMPONENTS (MAIN SET) |  |  |  | 0 | 0 | 0 | 0 | 0 | 0 | FALSE |  |  | 0 | NULL
14.1.1 |  | 45 KG CO2 CYLINDER - 24VDC COMPLETE WITH: SOLENOID HEAD VALVE, BRACKET AND TRIMMINGS, FILLED WITH 45 KG. CO2 GAS | NAFFCO | NCS45 B04390031-NF | NOS | 2 | 1527 | 437 | 0 | 874 | 0 | FALSE |  |  | 0 | NULL
14.1.2 |  | 45 KG CO2 CYLINDER COMPLETE WITH: DIFFERENTIAL HEAD VALVE, BRACKET AND TRIMMINGS, FILLED WITH 45 KG. CO2 GAS | NAFFCO | NCS45 B04800121-NF | NOS | 3 | 1285 | 368 | 0 | 1104 | 0 | FALSE |  |  | 0 | NULL
14.1.3 |  | MANUAL & PNEUMATIC RELEASE | NAFFCO | B04420065-NF | NOS | 1 | 122 | 35 | 0 | 35 | 0 | FALSE |  |  | 0 | NULL
14.1.4 |  | PNEUMATIC RELEASE DEVICE | NAFFCO | B04420066-NF | NOS | 2 | 91.75 | 27 | 0 | 54 | 0 | FALSE |  |  | 0 | NULL
14.1.5 |  | FLEXIBLE HOSE (DISCHARGE) WITH CHECK VALVE | NAFFCO | NHC18 / B04600008-NF | NOS | 5 | 334 | 96 | 0 | 480 | 0 | FALSE |  |  | 0 | NULL
14.1.6 |  | FLEXIBLE HOSE - 500MM (TO PNEUMATIC CYLINDER) | NAFFCO | B06290213-NF | NOS | 2 | 73.4 | 21 | 0 | 42 | 0 | FALSE |  |  | 0 | NULL
14.1.7 |  | FLEXIBLE HOSE - 700MM (PNEUMATIC CYLINDER TO MANIFOLD AND RACK TO RACK) | NAFFCO | B06290212-NF | NOS | 1 | 81 | 24 | 0 | 24 | 0 | FALSE |  |  | 0 | NULL
14.1.8 |  | ADAPTER | NAFFCO | 0295100006-NF | NOS | 6 | 25 | 8 | 0 | 48 | 0 | FALSE |  |  | 0 | NULL
14.1.9 |  | MANIFOLD FOR 5 CYLINDER | NAFFCO | NFCO2-267-SRM5 | NOS | 1 | 1071.64 | 307 | 0 | 307 | 0 | FALSE |  |  | 0 | NULL
14.1.10 |  | RACK ASSEMBLY FOR 5 CYLINDER | NAFFCO | NFCO2-RA02-005F | NOS | 1 | 833.09 | 239 | 0 | 239 | 0 | FALSE |  |  | 0 | NULL
14.1.11 |  | DISCHARGE NOZZLE | NAFFCO | N360º | NOS | 4 | 37 | 11 | 0 | 44 | 0 | FALSE |  |  | 0 | NULL
14.1.12 |  | DISCHARGE PRESSURE SWITCH | NAFFCO | 028250050-NF | NOS | 1 | 690 | 198 | 0 | 198 | 0 | FALSE |  |  | 0 | NULL
14.1.13 |  | SAFETY DEVICE | NAFFCO | 29730039 | NOS | 1 | 428 | 123 | 0 | 123 | 0 | FALSE |  |  | 0 | NULL
14.1.14 |  | BLEED VALVE | NAFFCO | 029730040-NF | NOS | 1 | 179 | 52 | 0 | 52 | 0 | FALSE |  |  | 0 | NULL
14.1.15 |  | GAS WEIGHT MONITOR CONTROL PANEL | NAFFCO |  | NOS | 1 | 700 | 201 | 0 | 201 | 0 | FALSE |  |  | 0 | NULL
14.1.16 |  | GAS WEIGHT MONITOR | NAFFCO |  | NOS | 5 | 500 | 144 | 0 | 720 | 0 | FALSE |  |  | 0 | NULL
14.2 |  | ELECTRICAL COMPONENTS |  |  |  | 0 | 0 | 0 | 0 | 0 | 0 | FALSE |  |  | 0 | NULL
14.2.1 |  | EXTINGUISHING CONTROL PANEL WITH WEATHER PROOF ENCLOSURE (2) DETECTION ZONE (1) RELEASE AREA COMPLETE WITH: 24VDC BACK-UP BATTERY | SHIELD | AX-T | SET | 1 | 3502 | 1002 | 0 | 1002 | 0 | FALSE |  |  | 0 | NULL
14.2.2 |  | HEAT DETECTOR WITH BASE | FIKE | 60-1030 | NOS | 4 | 45 | 13 | 0 | 52 | 0 | FALSE |  |  | 0 | NULL
14.2.3 |  | BELL, 6" WITH BACKBOX | FIKE | FB-1000C6 | NOS | 1 | 85 | 25 | 0 | 25 | 0 | FALSE |  |  | 0 | NULL
14.2.4 | 13007138210 | HORN/STROBE, INDOOR, SELECTABLE CANDELA STROBE, WALL MOUNT, RED, UL LISTED, MODEL : SH-HSIR - SHIELD | SHIELD | SH-HSIR | NOS | 1 | 150 | 43 | 0 | 43 | 0 | FALSE |  |  | 0 | NULL
14.2.5 |  | STROBE, SELECTABLE CANDELA STROBE, WALL MOUNT, RED, INDOOR, UL LISTED, MODEL: SH-STIR - SHIELD WITH BACKBOX | SHIELD | SH-STIR | NOS | 1 | 125 | 36 | 0 | 36 | 0 | FALSE |  |  | 0 | NULL
14.2.6 | 13006325141 | MAIN TO RESERVE TRANSFER SWITCH FOR SYSTEMS, MODEL.# 10-2967, UL/FM APPROVED - FIKE WITH BACKBOX | FIKE | 10-2967 | NOS | 1 | 375 | 108 | 0 | 108 | 0 | FALSE |  |  | 0 | NULL
14.2.7 |  | WARNING SIGN | NAFFCO | 02-12533 | SET | 1 | 300 | 86 | 0 | 86 | 0 | FALSE |  |  | 0 | NULL
14.3 |  | MECHNICAL COMPONENTS (RESERVE SET) |  |  |  | 0 | 0 | 0 | 0 | 0 | 0 | FALSE |  |  | 0 | NULL
14.3.1 |  | 45 KG CO2 CYLINDER - 24VDC COMPLETE WITH: SOLENOID HEAD VALVE, BRACKET AND TRIMMINGS, FILLED WITH 45 KG. CO2 GAS | NAFFCO | NCS45 B04390031-NF | NOS | 2 | 1527 | 437 | 0 | 874 | 0 | FALSE |  |  | 0 | NULL
14.3.2 |  | 45 KG CO2 CYLINDER COMPLETE WITH: DIFFERENTIAL HEAD VALVE, BRACKET AND TRIMMINGS, FILLED WITH 45 KG. CO2 GAS | NAFFCO | NCS45 B04800121-NF | NOS | 3 | 1285 | 368 | 0 | 1104 | 0 | FALSE |  |  | 0 | NULL
14.3.3 |  | MANUAL & PNEUMATIC RELEASE | NAFFCO | B04420065-NF | NOS | 1 | 122 | 35 | 0 | 35 | 0 | FALSE |  |  | 0 | NULL
14.3.4 |  | PNEUMATIC RELEASE DEVICE | NAFFCO | B04420066-NF | NOS | 2 | 91.75 | 27 | 0 | 54 | 0 | FALSE |  |  | 0 | NULL
14.3.5 |  | FLEXIBLE HOSE (DISCHARGE) WITH CHECK VALVE | NAFFCO | NHC18 / B04600008-NF | NOS | 5 | 334 | 96 | 0 | 480 | 0 | FALSE |  |  | 0 | NULL
14.3.6 |  | FLEXIBLE HOSE - 500MM (TO PNEUMATIC CYLINDER) | NAFFCO | B06290213-NF | NOS | 2 | 73.4 | 21 | 0 | 42 | 0 | FALSE |  |  | 0 | NULL
14.3.7 |  | FLEXIBLE HOSE - 700MM (PNEUMATIC CYLINDER TO MANIFOLD AND RACK TO RACK) | NAFFCO | B06290212-NF | NOS | 1 | 81 | 24 | 0 | 24 | 0 | FALSE |  |  | 0 | NULL
14.3.8 |  | MANIFOLD FOR 3 CYLINDER | NAFFCO | NFCO2-267-SRM3 | NOS | 1 | 888.14 | 255 | 0 | 255 | 0 | FALSE |  |  | 0 | NULL
14.3.9 |  | RACK ASSEMBLY FOR 5 CYLINDER | NAFFCO | NFCO2-RA02-005F | NOS | 1 | 833.09 | 239 | 0 | 239 | 0 | FALSE |  |  | 0 | NULL
14.3.10 |  | SAFETY DEVICE | NAFFCO | 29730039 | NOS | 1 | 428 | 123 | 0 | 123 | 0 | FALSE |  |  | 0 | NULL
14.3.11 |  | BLEED VALVE | NAFFCO | 029730040-NF | NOS | 1 | 179 | 52 | 0 | 52 | 0 | FALSE |  |  | 0 | NULL
14.3.12 |  | GAS WEIGHT MONITOR CONTROL PANEL | NAFFCO |  | NOS | 1 | 700 | 201 | 0 | 201 | 0 | FALSE |  |  | 0 | NULL
14.3.13 |  | GAS WEIGHT MONITOR | NAFFCO |  | NOS | 5 | 500 | 144 | 0 | 720 | 0 | FALSE |  |  | 0 | NULL
15 |  | SHIELD FM 200 FIRE EXTINGUISHING SYSTEM, TOTAL FLOODING, MODULAR, 360 PSI - CHAMBRE DE CONTROL ROOM @ 3B (FM200-1B2) |  |  |  | 0 | 0 | 0 | 0 | 0 | 0 | FALSE |  |  | 0 | NULL
15.1 |  | MECHANICAL COMPONENTS (MAIN) |  |  |  | 0 | 0 | 0 | 0 | 0 | 0 | FALSE |  |  | 0 | NULL
15.1.1 |  | SHIELD200 369.0L Cylinder Assembly (184.6kg-442.8kg) Complete with 3" Valve and Pressure Gauge Pressure Switch, Cylinder Label & Bracket without LLI | SHIELD | SD-369HFC-03 | SET | 1 | 13000 | 3720 | 0 | 3720 | 0 | FALSE |  |  | 0 | NULL
15.1.2 |  | CYLINDER MOUNTING STRAP - SD-CBKT-790 | SHIELD | SD-CBKT-790 | NOS | 1 | 247 | 71 | 0 | 71 | 0 | FALSE |  |  | 0 | NULL
15.1.3 |  | SHIELD200 (SD-HFC227ea) Agent (PER KG) | SHIELD | SD-HFC-227ea | KG | 156 | 70 | 21 | 0 | 3276 | 0 | FALSE |  |  | 0 | NULL
15.1.4 |  | 3 Inch (80MM) Outlet Adaptor used to 369L Cylinder Valve Outlet | SHIELD | SD-VOA0080 | NOS | 1 | 200 | 58 | 0 | 58 | 0 | FALSE |  |  | 0 | NULL
15.1.5 |  | Removable Electric Actuator c/w Supervisory Switch, 1 Inch Connection | SHIELD | SD-REA-SS | NOS | 1 | 1690 | 484 | 0 | 484 | 0 | FALSE |  |  | 0 | NULL
15.1.6 |  | Manual Actuator with Push to operate | SHIELD | SD-MA0025 | NOS | 1 | 200 | 58 | 0 | 58 | 0 | FALSE |  |  | 0 | NULL
15.1.7 |  | DISCHARGE PRESSURE SWITCH | SHIELD | SD-DPS-B6-95-1 | NOS | 1 | 300 | 86 | 0 | 86 | 0 | FALSE |  |  | 0 | NULL
15.1.8 |  | Discharge Hose 3 Inch (80MM) c/w Check Valve with Female Swivel Fittings | SHIELD | SD-DHCV0080 | NOS | 1 | 2640 | 756 | 0 | 756 | 0 | FALSE |  |  | 0 | NULL
15.1.9 |  | 1 Inch (25MM) Check Valve | SHIELD | SD-CV0025 | NOS | 1 | 320 | 92 | 0 | 92 | 0 | FALSE |  |  | 0 | NULL
15.1.10 |  | MANIFOLD FOR 2 CYLINDER | SHIELD |  | NOS | 1 | 650 | 186 | 0 | 186 | 0 | FALSE |  |  | 0 | NULL
15.1.11 |  | DISCHARGE NOZZLE | SHIELD |  | NOS | 6 | 200 | 58 | 0 | 348 | 0 | FALSE |  |  | 0 | NULL
15.1.12 |  | FM200 WARNING SIGNAGE | SHIELD | SD-FM-WARN | SET | 1 | 300 | 86 | 0 | 86 | 0 | FALSE |  |  | 0 | NULL
15.1.13 |  | FK-5-1-12 Cylinder Lebel 280x180 - UL/FM Approved | SHIELD | SD-FM-LBL | NOS | 1 | 60 | 18 | 0 | 18 | 0 | FALSE |  |  | 0 | NULL
15.2 |  | ELECTRICAL COMPONENTS |  |  |  | 0 | 0 | 0 | 0 | 0 | 0 | FALSE |  |  | 0 | NULL
15.2.1 |  | EXTINGUISHING CONTROL PANEL WITH WEATHER PROOF ENCLOSURE (2) DETECTION ZONE (1) RELEASE AREA COMPLETE WITH: 24VDC BACK-UP BATTERY | SHIELD | AX-T | SET | 1 | 3502 | 1002 | 0 | 1002 | 0 | FALSE |  |  | 0 | NULL
15.2.2 |  | OPTICAL SMOKE DETECTOR WITH BASE | SHIELD | S-C2011 | NOS | 8 | 45 | 13 | 0 | 104 | 0 | FALSE |  |  | 0 | NULL
15.2.3 |  | ABORT SWITCH WITH BACKBOX | SHIELD | S11R-AB | NOS | 1 | 350 | 101 | 0 | 101 | 0 | FALSE |  |  | 0 | NULL
15.2.4 |  | BELL, 6" WITH BACKBOX | FIKE | FB-1000C6 | NOS | 1 | 85 | 25 | 0 | 25 | 0 | FALSE |  |  | 0 | NULL
15.2.5 | 13007138210 | HORN/STROBE, INDOOR, SELECTABLE CANDELA STROBE, WALL MOUNT, RED, UL LISTED, MODEL : SH-HSIR - SHIELD | SHIELD | SH-HSIR | NOS | 1 | 150 | 43 | 0 | 43 | 0 | FALSE |  |  | 0 | NULL
15.2.6 |  | STROBE, SELECTABLE CANDELA STROBE, WALL MOUNT, RED, INDOOR, UL LISTED, MODEL: SH-STIR - SHIELD WITH BACKBOX | SHIELD | SH-STIR | NOS | 1 | 125 | 36 | 0 | 36 | 0 | FALSE |  |  | 0 | NULL
15.2.7 | 13006325141 | MAIN TO RESERVE TRANSFER SWITCH FOR SYSTEMS, MODEL.# 10-2967, UL/FM APPROVED - FIKE WITH BACKBOX | FIKE | 10-2967 | NOS | 1 | 375 | 108 | 0 | 108 | 0 | FALSE |  |  | 0 | NULL
15.3 |  | MECHANICAL COMPONENTS (RESERVE) |  |  |  | 0 | 0 | 0 | 0 | 0 | 0 | FALSE |  |  | 0 | NULL
15.3.1 |  | SHIELD200 369.0L Cylinder Assembly (184.6kg-442.8kg) Complete with 3" Valve and Pressure Gauge Pressure Switch, Cylinder Label & Bracket without LLI | SHIELD | SD-369HFC-03 | SET | 1 | 13000 | 3720 | 0 | 3720 | 0 | FALSE |  |  | 0 | NULL
15.3.2 |  | CYLINDER MOUNTING STRAP - SD-CBKT-790 | SHIELD | SD-CBKT-790 | NOS | 1 | 247 | 71 | 0 | 71 | 0 | FALSE |  |  | 0 | NULL
15.3.3 |  | SHIELD200 (SD-HFC227ea) Agent (PER KG) | SHIELD | SD-HFC-227ea | KG | 156 | 70 | 21 | 0 | 3276 | 0 | FALSE |  |  | 0 | NULL
15.3.4 |  | 3 Inch (80MM) Outlet Adaptor used to 369L Cylinder Valve Outlet | SHIELD | SD-VOA0080 | NOS | 1 | 200 | 58 | 0 | 58 | 0 | FALSE |  |  | 0 | NULL
15.3.5 |  | Removable Electric Actuator c/w Supervisory Switch, 1 Inch Connection | SHIELD | SD-REA-SS | NOS | 1 | 1690 | 484 | 0 | 484 | 0 | FALSE |  |  | 0 | NULL
15.3.6 |  | Manual Actuator with Push to operate | SHIELD | SD-MA0025 | NOS | 1 | 200 | 58 | 0 | 58 | 0 | FALSE |  |  | 0 | NULL
15.3.7 |  | Discharge Hose 3 Inch (80MM) c/w Check Valve with Female Swivel Fittings | SHIELD | SD-DHCV0080 | NOS | 1 | 2640 | 756 | 0 | 756 | 0 | FALSE |  |  | 0 | NULL
15.3.8 |  | 1 Inch (25MM) Check Valve | SHIELD | SD-CV0025 | NOS | 1 | 320 | 92 | 0 | 92 | 0 | FALSE |  |  | 0 | NULL
16 |  | SHIELD FM 200 FIRE EXTINGUISHING SYSTEM, TOTAL FLOODING, MODULAR, 360 PSI - ELECTRICAL ROOM @ 3B (FM-1B3) |  |  |  | 0 | 0 | 0 | 0 | 0 | 0 | FALSE |  |  | 0 | NULL
16.1 |  | MECHANICAL COMPONENTS (MAIN) |  |  |  | 0 | 0 | 0 | 0 | 0 | 0 | FALSE |  |  | 0 | NULL
16.1.1 |  | SHIELD200 147.0L Cylinder Assembly (73.6kg-176.4kg) Complete with 2" Valve and Pressure Gauge Pressure Switch, Cylinder Label & Bracket without LLI | SHIELD | SD-147HFC-02 | SET | 1 | 6320 | 1809 | 0 | 1809 | 0 | FALSE |  |  | 0 | NULL
16.1.2 |  | CYLINDER MOUNTING STRAP - SD-CBKT-600 | SHIELD | SD-CBKT-600 | NOS | 1 | 247 | 71 | 0 | 71 | 0 | FALSE |  |  | 0 | NULL
16.1.3 |  | SHIELD200 (SD-HFC227ea) Agent (PER KG) | SHIELD | SD-HFC-227ea | KG | 105 | 70 | 21 | 0 | 2205 | 0 | FALSE |  |  | 0 | NULL
16.1.4 |  | Removable Electric Actuator c/w Supervisory Switch, 1 Inch Connection | SHIELD | SD-REA-SS | NOS | 1 | 1690 | 484 | 0 | 484 | 0 | FALSE |  |  | 0 | NULL
16.1.5 |  | Manual Actuator with Push to operate | SHIELD | SD-MA0025 | NOS | 1 | 200 | 58 | 0 | 58 | 0 | FALSE |  |  | 0 | NULL
16.1.6 |  | DISCHARGE PRESSURE SWITCH | SHIELD | SD-DPS-B6-95-1 | NOS | 1 | 300 | 86 | 0 | 86 | 0 | FALSE |  |  | 0 | NULL
16.1.7 |  | Discharge Hose 2 Inch (50MM) with Female Swivel Fittings | SHIELD | SD-DH0050 | NOS | 1 | 480 | 138 | 0 | 138 | 0 | FALSE |  |  | 0 | NULL
16.1.8 |  | 2 Inch (50MM) Check Valve | SHIELD | SD-CV0050 | NOS | 1 | 430 | 124 | 0 | 124 | 0 | FALSE |  |  | 0 | NULL
16.1.9 |  | MANIFOLD FOR 2 CYLINDER | SHIELD |  | NOS | 1 | 650 | 186 | 0 | 186 | 0 | FALSE |  |  | 0 | NULL
16.1.10 |  | DISCHARGE NOZZLE | SHIELD |  | NOS | 4 | 200 | 58 | 0 | 232 | 0 | FALSE |  |  | 0 | NULL
16.1.11 |  | FM200 WARNING SIGNAGE | SHIELD | SD-FM-WARN | SET | 1 | 300 | 86 | 0 | 86 | 0 | FALSE |  |  | 0 | NULL
16.1.12 |  | FK-5-1-12 Cylinder Lebel 280x180 - UL/FM Approved | SHIELD | SD-FM-LBL | NOS | 1 | 60 | 18 | 0 | 18 | 0 | FALSE |  |  | 0 | NULL
16.2 |  | ELECTRICAL COMPONENTS |  |  |  | 0 | 0 | 0 | 0 | 0 | 0 | FALSE |  |  | 0 | NULL
16.2.1 |  | EXTINGUISHING CONTROL PANEL WITH WEATHER PROOF ENCLOSURE (2) DETECTION ZONE (1) RELEASE AREA COMPLETE WITH: 24VDC BACK-UP BATTERY | SHIELD | AX-T | SET | 1 | 3502 | 1002 | 0 | 1002 | 0 | FALSE |  |  | 0 | NULL
16.2.2 |  | OPTICAL SMOKE DETECTOR WITH BASE | SHIELD | S-C2011 | NOS | 8 | 45 | 13 | 0 | 104 | 0 | FALSE |  |  | 0 | NULL
16.2.3 |  | ABORT SWITCH WITH BACKBOX | SHIELD | S11R-AB | NOS | 1 | 350 | 101 | 0 | 101 | 0 | FALSE |  |  | 0 | NULL
16.2.4 |  | BELL, 6" WITH BACKBOX | FIKE | FB-1000C6 | NOS | 1 | 85 | 25 | 0 | 25 | 0 | FALSE |  |  | 0 | NULL
16.2.5 | 13007138210 | HORN/STROBE, INDOOR, SELECTABLE CANDELA STROBE, WALL MOUNT, RED, UL LISTED, MODEL : SH-HSIR - SHIELD | SHIELD | SH-HSIR | NOS | 1 | 150 | 43 | 0 | 43 | 0 | FALSE |  |  | 0 | NULL
16.2.6 |  | STROBE, SELECTABLE CANDELA STROBE, WALL MOUNT, RED, INDOOR, UL LISTED, MODEL: SH-STIR - SHIELD WITH BACKBOX | SHIELD | SH-STIR | NOS | 1 | 125 | 36 | 0 | 36 | 0 | FALSE |  |  | 0 | NULL
16.2.7 | 13006325141 | MAIN TO RESERVE TRANSFER SWITCH FOR SYSTEMS, MODEL.# 10-2967, UL/FM APPROVED - FIKE WITH BACKBOX | FIKE | 10-2967 | NOS | 1 | 375 | 108 | 0 | 108 | 0 | FALSE |  |  | 0 | NULL
16.3 |  | MECHANICAL COMPONENTS (RESERVE) |  |  |  | 0 | 0 | 0 | 0 | 0 | 0 | FALSE |  |  | 0 | NULL
16.3.1 |  | SHIELD200 369.0L Cylinder Assembly (184.6kg-442.8kg) Complete with 3" Valve and Pressure Gauge Pressure Switch, Cylinder Label & Bracket without LLI | SHIELD | SD-369HFC-03 | SET | 1 | 13000 | 3720 | 0 | 3720 | 0 | FALSE |  |  | 0 | NULL
16.3.2 |  | CYLINDER MOUNTING STRAP - SD-CBKT-600 | SHIELD | SD-CBKT-600 | NOS | 1 | 247 | 71 | 0 | 71 | 0 | FALSE |  |  | 0 | NULL
16.3.3 |  | SHIELD200 (SD-HFC227ea) Agent (PER KG) | SHIELD | SD-HFC-227ea | KG | 105 | 70 | 21 | 0 | 2205 | 0 | FALSE |  |  | 0 | NULL
16.3.4 |  | Removable Electric Actuator c/w Supervisory Switch, 1 Inch Connection | SHIELD | SD-REA-SS | NOS | 1 | 1690 | 484 | 0 | 484 | 0 | FALSE |  |  | 0 | NULL
16.3.5 |  | Manual Actuator with Push to operate | SHIELD | SD-MA0025 | NOS | 1 | 200 | 58 | 0 | 58 | 0 | FALSE |  |  | 0 | NULL
16.3.6 |  | Discharge Hose 2 Inch (50MM) with Female Swivel Fittings | SHIELD | SD-DH0050 | NOS | 1 | 480 | 138 | 0 | 138 | 0 | FALSE |  |  | 0 | NULL
16.3.7 |  | 2 Inch (50MM) Check Valve | SHIELD | SD-CV0050 | NOS | 1 | 430 | 124 | 0 | 124 | 0 | FALSE |  |  | 0 | NULL