## L&T
SLNO | ItemCode | ItemName | Brand | Model | UOM | Qty | UnitPriceAED | UnitPrice | Margin | Amount | Unitweight | Optional | COO | DeliveryStatus | CRMProductId | CRMProduct
1 |  | BOQ FOR FIREFIGHTING WORKS - Fire pump Room and Hydrant Network |  |  |  | 0 | 0 | 0 | 0 | 0 | 0 | FALSE |  |  | 0 | NULL
1.1 |  | Portable Type Fire Extinguishers |  |  |  | 0 | 0 | 0 | 0 | 0 | 0 | FALSE |  |  | 0 | NULL
1.1.1 | 10101210064 | DRY POWDER EXTINGUISHER, PORTABLE PRESSURE TYPE, CAPACITY 6 KG, RED COLOR, ABC 40% DRY CHEMICAL POWDER, FIRE RATING: 34A & 183B, CE/KITEMARK/MED APPROVED, MODEL: NP6 - NAFFCO, UAE. | NAFFCO | NP6 | NOS | 1 | 90 | 27 | 10 | 27 | 0 | FALSE |  |  | 0 | NULL
1.1.2 | 10111210050 | CO2 EXTINGUISHER PORTABLE TYPE, CAPACITY: 5 KG, RED COLOR, FIRE RATING: 55B, CE/KITEMARK/MED/LPCB APPROVED, MODEL: NC 5 - NAFFCO, UAE | NAFFCO | NC 5 | NOS | 1 | 171 | 52 | 10 | 52 | 0 | FALSE |  |  | 0 | NULL
1.2 |  | sprinklers system |  |  |  | 0 | 0 | 0 | 0 | 0 | 0 | FALSE |  |  | 0 | NULL
1.2.1 | 10550522079 | PENDENT SPRINKLER HEAD 1/2" 79 DEG,STD RESP, BRASS FINISH, UL/ULC LISTED/FM APPROVED | SHIELD | SD1010SR | NOS | 3 | 9 | 3 | 10 | 9 | 0 | FALSE |  |  | 0 | NULL
1.3 |  | FIRE WATER SYSTEM |  |  |  | 0 | 0 | 0 | 0 | 0 | 0 | FALSE |  |  | 0 | NULL
1.3.1 |  | DRY BARREL FIRE HYDRANT COMPLY TO ANSI/AWWA C502, 6" FLGD INLET TO ANSI B16.5 CLASS 150, WP 250 PSI, D.I. BODY, 2X 2 1/2" NH MALE &1 X 4 1/2" NH THREAD PUMPER OUTLET W/CAP & CHAIN, EPOXY PAINTED, UL/FM APPROVED, MODEL:150 NFH (F)-NAFFCO,UAE | NAFFCO | 150 NFH (F) | NOS | 28 | 3570 | 1168 | 20 | 32704 | 0 | FALSE |  |  | 0 | NULL
1.3.2 |  | GATE VALVE 6", D.I BODY TO AWWA C515, NON-RISING STEM, EPDM COATED RESILIENT WEDGE WITH HANDLE W/O POST INDICATOR FLANGE, FLANGED ENDS TO ANSI B16.1, CLASS 125, WP 200 PSI, RED RAL3000 FBE COATING, MODEL:SD-NRS200FF-D, UL/FM APPROV -SHIELD | SHIELD | SD-NRS200FF-D | NOS | 28 | 890 | 292 | 20 | 8176 | 0 | FALSE |  |  | 0 | NULL
1.3.3 |  | HYDRANT BARRIER ( 3PCS SET ) | NAFFCO | CUSTOM MADE | NOS | 28 | 860 | 282 | 20 | 7896 | 0 | FALSE |  |  | 0 | NULL
1.3.4 |  | 1E+1D+1J [PUMP FOR DUTY POINT 1250 ISGPM @ 145 PSI] FIRE PUMPS: NAFFCO (UL) HORIZONTAL SPLIT CASE MODEL: NF-S-200-325 DRIVERS: TEFC MOTOR AND DIESEL ENGINE JOCKEY PUMPS: VERTICAL MULTISTAGE - 15 GPM @ 155 PSI ELECTRIC CONTROLLER: NAFFCO (UL/FM), Y-DELTA OPEN TYPE TRANSITION, ENCLOSURE: NEMA 3 DIESEL CONTROLLER: NAFFCO (UL/FM), ENCLOSURE: NEMA 3 JOCKEY CONTROLLER: NAFFCO (UL), ENCLOSURE: NEMA 3 ACCESSORIES: STANDARD - PROPOSED ELECTRIC FIRE PUMP COUPLED TO AN ELECTRIC MOTOR WITH UL LISTED COUPLING - PROPOSED DIESEL FIRE PUMP COUPLED TO A DIESEL WITH UL LISTED DRIVE SHAFT | NAFFCO |  | SET | 1 | 195000 | 63761 | 20 | 63761 | 0 | FALSE |  |  | 0 | NULL
1.3.5 |  | OS&Y GATE VALVE 8" CLASS 125 FLANGED, 250 PSI WORKING UL/FM APPROVED WITH TAMPER SWITCH | SHIELD | SD-OSY250FF-D | NOS | 4 | 1757 | 575 | 20 | 2300 | 0 | FALSE |  |  | 0 | NULL
1.3.6 |  | OS&Y GATE VALVE 2" CLASS 125 FLANGED, 250 PSI WORKING UL/FM APPROVED WITH TAMPER SWITCH | SHIELD | SD-OSY250FF-D | NOS | 2 | 577 | 189 | 20 | 378 | 0 | FALSE |  |  | 0 | NULL
1.3.7 |  | OS&Y GATE VALVE 10" CLASS 125 FLANGED, 250 PSI WORKING UL/FM APPROVED WITH TAMPER SWITCH | SHIELD | SD-OSY250FF-D | NOS | 4 | 2517 | 823 | 20 | 3292 | 0 | FALSE |  |  | 0 | NULL
1.3.8 |  | OS&Y GATE VALVE 6" CLASS 125 FLANGED, 250 PSI WORKING UL/FM APPROVED WITH TAMPER SWITCH | SHIELD | SD-OSY250FF-D | NOS | 4 | 1167 | 382 | 20 | 1528 | 0 | FALSE |  |  | 0 | NULL
1.3.9 |  | CHECK VALVE 2" CLASS 125 FLANGED, 300 PSI WORKING UL/FM APPROVED-SHIELD | SHIELD | SD-NRV300FF-D | NOS | 1 | 250 | 82 | 20 | 82 | 0 | FALSE |  |  | 0 | NULL
1.3.10 |  | CHECK VALVE 8" CLASS 125 FLANGED, 300 PSI WORKING UL/FM APPROVED-SHIELD | SHIELD | SD-NRV300FF-D | NOS | 2 | 1910 | 625 | 20 | 1250 | 0 | FALSE |  |  | 0 | NULL
1.3.11 |  | PRESSURE GAUGE + ISOLATION VALVE | SHIELD |  | NOS | 6 | 150 | 50 | 20 | 300 | 0 | FALSE |  |  | 0 | NULL
1.3.12 |  | AIR RELEASE VALVE | NAFFCO |  | NOS | 1 | 285 | 94 | 20 | 94 | 0 | FALSE |  |  | 0 | NULL
2 |  | BOQ FOR FIREFIGHTING WORKS- Admin Building at DMC |  |  |  | 0 | 0 | 0 | 0 | 0 | 0 | FALSE |  |  | 0 | NULL
2.1 |  | Portable Type Fire Extinguishers |  |  |  | 0 | 0 | 0 | 0 | 0 | 0 | FALSE |  |  | 0 | NULL
2.1.1 | 10101210064 | DRY POWDER EXTINGUISHER, PORTABLE PRESSURE TYPE, CAPACITY 6 KG, RED COLOR, ABC 40% DRY CHEMICAL POWDER, FIRE RATING: 34A & 183B, CE/KITEMARK/MED APPROVED, MODEL: NP6 - NAFFCO, UAE. | NAFFCO | NP6 | NOS | 13 | 90 | 27 | 10 | 351 | 0 | FALSE |  |  | 0 | NULL
2.1.2 | 10111210050 | CO2 EXTINGUISHER PORTABLE TYPE, CAPACITY: 5 KG, RED COLOR, FIRE RATING: 55B, CE/KITEMARK/MED/LPCB APPROVED, MODEL: NC 5 - NAFFCO, UAE | NAFFCO | NC 5 | NOS | 6 | 171 | 52 | 10 | 312 | 0 | FALSE |  |  | 0 | NULL
2.1.3 | 10191210060 | WET CHEMICAL EXTINGUISHER, CLASS F, PORTABLE, CAPACITY 6 LTR, RED COLOUR, FIRE RATING: 75F & 13A, CE/KITEMARK/LPCB APPROVED, MODEL: NKE 6 - NAFFCO, UAE | NAFFCO | NKE6 | NOS | 3 | 259 | 78 | 10 | 234 | 0 | FALSE |  |  | 0 | NULL
2.1.4 | 10280520644 | FIRE BLANKET 1.2 X 1.2 METER, GLASS FIBER WITH TWILL WEAVING WITH YARN 33TEX/2, 55GRM/SQ.M SILICON COATING PER SIDE & PACKED IN RED PVC FLAT HARD CONTAINER, COMPLY TO BS EN 1869:2019, MODEL:CS06, REF: NF/MDS-FB/2016 REV 05 - NAFFCO | NAFFCO | NFB4.4 | NOS | 3 | 41 | 13 | 10 | 39 | 0 | FALSE |  |  | 0 | NULL
2.2 |  | FIRE HOSE REEL |  |  |  | 0 | 0 | 0 | 0 | 0 | 0 | FALSE |  |  | 0 | NULL
2.2.1 |  | DOUBLE VERTICAL HOSE REEL CABINET, SURFACE MOUNTED, SOLID DOOR, COMPLETE ELECTRO GALVANIZED SHEET, SIZE: 1490 X 720 X 280 - NAFFCO | NAFFCO |  | 0 | 3 | 500 | 150 | 10 | 450 | 0 | FALSE |  |  | 0 | NULL
2.2.2 | 10911512130 | HOSE RACK ASSEMBLY 2-1/2" X 30 MTR. C/W ANGLE VALVE, WHITE POLYFLEX HOSE AND FOG NOZZLE, FM APPROVED, MODEL: NHR 64V - NAFFCO | NAFFCO | NHR 64V | NOS | 3 | 1118 | 336 | 10 | 1008 | 0 | FALSE |  |  | 0 | NULL
2.2.3 | 10651110330 | FIRE HOSE REEL 1" X 30 MTR. CABINET MOUNTED, SWINGING MANUAL WITH PLASTIC NOZZLE, CONFORMING TO BS EN 671-1:2012, CE0086, MODEL: 25 NFH-020M, "KITE MARKED"/LPCB APPROVED - NAFFCO | NAFFCO | 25NFH-020M | NOS | 3 | 394 | 119 | 10 | 357 | 0 | FALSE |  |  | 0 | NULL
2.2.4 | 10101210064 | DRY POWDER EXTINGUISHER, PORTABLE PRESSURE TYPE, CAPACITY 6 KG, RED COLOR, ABC 40% DRY CHEMICAL POWDER, FIRE RATING: 34A & 183B, CE/KITEMARK/MED APPROVED, MODEL: NP6 - NAFFCO, UAE. | NAFFCO | NP6 | NOS | 3 | 90 | 27 | 10 | 81 | 0 | FALSE |  |  | 0 | NULL
2.2.5 | 10111210050 | CO2 EXTINGUISHER PORTABLE TYPE, CAPACITY: 5 KG, RED COLOR, FIRE RATING: 55B, CE/KITEMARK/MED/LPCB APPROVED, MODEL: NC 5 - NAFFCO, UAE | NAFFCO | NC 5 | NOS | 3 | 171 | 52 | 10 | 156 | 0 | FALSE |  |  | 0 | NULL
3 |  | BOQ FOR FIREFIGHTING WORKS- Admin Building at WWTP |  |  |  | 0 | 0 | 0 | 0 | 0 | 0 | FALSE |  |  | 0 | NULL
3.1 |  | Portable Type Fire Extinguishers |  |  |  | 0 | 0 | 0 | 0 | 0 | 0 | FALSE |  |  | 0 | NULL
3.1.1 | 10101210064 | DRY POWDER EXTINGUISHER, PORTABLE PRESSURE TYPE, CAPACITY 6 KG, RED COLOR, ABC 40% DRY CHEMICAL POWDER, FIRE RATING: 34A & 183B, CE/KITEMARK/MED APPROVED, MODEL: NP6 - NAFFCO, UAE. | NAFFCO | NP6 | NOS | 13 | 90 | 27 | 10 | 351 | 0 | FALSE |  |  | 0 | NULL
3.1.2 | 10111210050 | CO2 EXTINGUISHER PORTABLE TYPE, CAPACITY: 5 KG, RED COLOR, FIRE RATING: 55B, CE/KITEMARK/MED/LPCB APPROVED, MODEL: NC 5 - NAFFCO, UAE | NAFFCO | NC 5 | NOS | 16 | 171 | 52 | 10 | 832 | 0 | FALSE |  |  | 0 | NULL
3.1.3 | 10191210060 | WET CHEMICAL EXTINGUISHER, CLASS F, PORTABLE, CAPACITY 6 LTR, RED COLOUR, FIRE RATING: 75F & 13A, CE/KITEMARK/LPCB APPROVED, MODEL: NKE 6 - NAFFCO, UAE | NAFFCO | NKE6 | NOS | 3 | 259 | 78 | 10 | 234 | 0 | FALSE |  |  | 0 | NULL
3.1.4 | 10280520644 | FIRE BLANKET 1.2 X 1.2 METER, GLASS FIBER WITH TWILL WEAVING WITH YARN 33TEX/2, 55GRM/SQ.M SILICON COATING PER SIDE & PACKED IN RED PVC FLAT HARD CONTAINER, COMPLY TO BS EN 1869:2019, MODEL:CS06, REF: NF/MDS-FB/2016 REV 05 - NAFFCO | NAFFCO | NFB4.4 | NOS | 3 | 41 | 13 | 10 | 39 | 0 | FALSE |  |  | 0 | NULL
3.2 |  | FIRE HOSE REEL |  |  |  | 0 | 0 | 0 | 0 | 0 | 0 | FALSE |  |  | 0 | NULL
3.2.1 |  | DOUBLE VERTICAL HOSE REEL CABINET, SURFACE MOUNTED, SOLID DOOR, COMPLETE ELECTRO GALVANIZED SHEET, SIZE: 1490 X 720 X 280 - NAFFCO | NAFFCO |  | NOS | 3 | 500 | 150 | 10 | 450 | 0 | FALSE |  |  | 0 | NULL
3.2.2 | 10911512130 | HOSE RACK ASSEMBLY 2-1/2" X 30 MTR. C/W ANGLE VALVE, WHITE POLYFLEX HOSE AND FOG NOZZLE, FM APPROVED, MODEL: NHR 64V - NAFFCO | NAFFCO | NHR 64V | NOS | 3 | 1118 | 336 | 10 | 1008 | 0 | FALSE |  |  | 0 | NULL
3.2.3 | 10651110330 | FIRE HOSE REEL 1" X 30 MTR. CABINET MOUNTED, SWINGING MANUAL WITH PLASTIC NOZZLE, CONFORMING TO BS EN 671-1:2012, CE0086, MODEL: 25 NFH-020M, "KITE MARKED"/LPCB APPROVED - NAFFCO | NAFFCO | 25NFH-020M | NOS | 3 | 394 | 119 | 10 | 357 | 0 | FALSE |  |  | 0 | NULL
3.2.4 | 10101210064 | DRY POWDER EXTINGUISHER, PORTABLE PRESSURE TYPE, CAPACITY 6 KG, RED COLOR, ABC 40% DRY CHEMICAL POWDER, FIRE RATING: 34A & 183B, CE/KITEMARK/MED APPROVED, MODEL: NP6 - NAFFCO, UAE. | NAFFCO | NP6 | NOS | 3 | 90 | 27 | 10 | 81 | 0 | FALSE |  |  | 0 | NULL
3.2.5 | 10111210050 | CO2 EXTINGUISHER PORTABLE TYPE, CAPACITY: 5 KG, RED COLOR, FIRE RATING: 55B, CE/KITEMARK/MED/LPCB APPROVED, MODEL: NC 5 - NAFFCO, UAE | NAFFCO | NC 5 | NOS | 3 | 171 | 52 | 10 | 156 | 0 | FALSE |  |  | 0 | NULL
4 |  | BOQ FOR FIREFIGHTING WORKS - Biogas Purification |  |  |  | 0 | 0 | 0 | 0 | 0 | 0 | FALSE |  |  | 0 | NULL
4.1 |  | Portable Type Fire Extinguishers |  |  |  | 0 | 0 | 0 | 0 | 0 | 0 | FALSE |  |  | 0 | NULL
4.1.1 | 10101210064 | DRY POWDER EXTINGUISHER, PORTABLE PRESSURE TYPE, CAPACITY 6 KG, RED COLOR, ABC 40% DRY CHEMICAL POWDER, FIRE RATING: 34A & 183B, CE/KITEMARK/MED APPROVED, MODEL: NP6 - NAFFCO, UAE. | NAFFCO | NP6 | NOS | 2 | 90 | 27 | 10 | 54 | 0 | FALSE |  |  | 0 | NULL
4.1.2 | 10111210050 | CO2 EXTINGUISHER PORTABLE TYPE, CAPACITY: 5 KG, RED COLOR, FIRE RATING: 55B, CE/KITEMARK/MED/LPCB APPROVED, MODEL: NC 5 - NAFFCO, UAE | NAFFCO | NC 5 | NOS | 2 | 171 | 52 | 10 | 104 | 0 | FALSE |  |  | 0 | NULL
5 |  | BOQ FOR FIREFIGHTING WORKS - Biological Reactor |  |  |  | 0 | 0 | 0 | 0 | 0 | 0 | FALSE |  |  | 0 | NULL
5.1 |  | Portable Type Fire Extinguishers |  |  |  | 0 | 0 | 0 | 0 | 0 | 0 | FALSE |  |  | 0 | NULL
5.1.1 | 10101210064 | DRY POWDER EXTINGUISHER, PORTABLE PRESSURE TYPE, CAPACITY 6 KG, RED COLOR, ABC 40% DRY CHEMICAL POWDER, FIRE RATING: 34A & 183B, CE/KITEMARK/MED APPROVED, MODEL: NP6 - NAFFCO, UAE. | NAFFCO | NP6 | NOS | 3 | 90 | 27 | 10 | 81 | 0 | FALSE |  |  | 0 | NULL
5.1.2 | 10111210050 | CO2 EXTINGUISHER PORTABLE TYPE, CAPACITY: 5 KG, RED COLOR, FIRE RATING: 55B, CE/KITEMARK/MED/LPCB APPROVED, MODEL: NC 5 - NAFFCO, UAE | NAFFCO | NC 5 | NOS | 3 | 171 | 52 | 10 | 156 | 0 | FALSE |  |  | 0 | NULL
6 |  | BOQ FOR FIREFIGHTING WORKS - Boiler Building |  |  |  | 0 | 0 | 0 | 0 | 0 | 0 | FALSE |  |  | 0 | NULL
6.1 |  | Portable Type Fire Extinguishers |  |  |  | 0 | 0 | 0 | 0 | 0 | 0 | FALSE |  |  | 0 | NULL
6.1.1 | 10101210064 | DRY POWDER EXTINGUISHER, PORTABLE PRESSURE TYPE, CAPACITY 6 KG, RED COLOR, ABC 40% DRY CHEMICAL POWDER, FIRE RATING: 34A & 183B, CE/KITEMARK/MED APPROVED, MODEL: NP6 - NAFFCO, UAE. | NAFFCO | NP6 | NOS | 2 | 90 | 27 | 10 | 54 | 0 | FALSE |  |  | 0 | NULL
6.1.2 | 10111210050 | CO2 EXTINGUISHER PORTABLE TYPE, CAPACITY: 5 KG, RED COLOR, FIRE RATING: 55B, CE/KITEMARK/MED/LPCB APPROVED, MODEL: NC 5 - NAFFCO, UAE | NAFFCO | NC 5 | NOS | 2 | 171 | 52 | 10 | 104 | 0 | FALSE |  |  | 0 | NULL
7 |  | BOQ FOR FIREFIGHTING WORKS - Buffering Tank |  |  |  | 0 | 0 | 0 | 0 | 0 | 0 | FALSE |  |  | 0 | NULL
7.1 |  | Portable Type Fire Extinguishers |  |  |  | 0 | 0 | 0 | 0 | 0 | 0 | FALSE |  |  | 0 | NULL
7.1.1 | 10101210064 | DRY POWDER EXTINGUISHER, PORTABLE PRESSURE TYPE, CAPACITY 6 KG, RED COLOR, ABC 40% DRY CHEMICAL POWDER, FIRE RATING: 34A & 183B, CE/KITEMARK/MED APPROVED, MODEL: NP6 - NAFFCO, UAE. | NAFFCO | NP6 | NOS | 2 | 90 | 27 | 10 | 54 | 0 | FALSE |  |  | 0 | NULL
7.1.2 | 10111210050 | CO2 EXTINGUISHER PORTABLE TYPE, CAPACITY: 5 KG, RED COLOR, FIRE RATING: 55B, CE/KITEMARK/MED/LPCB APPROVED, MODEL: NC 5 - NAFFCO, UAE | NAFFCO | NC 5 | NOS | 2 | 171 | 52 | 10 | 104 | 0 | FALSE |  |  | 0 | NULL
8 |  | BOQ FOR FIREFIGHTING WORKS - Chemcal Storage |  |  |  | 0 | 0 | 0 | 0 | 0 | 0 | FALSE |  |  | 0 | NULL
8.1 |  | Portable Type Fire Extinguishers |  |  |  | 0 | 0 | 0 | 0 | 0 | 0 | FALSE |  |  | 0 | NULL
8.1.1 | 10101210064 | DRY POWDER EXTINGUISHER, PORTABLE PRESSURE TYPE, CAPACITY 6 KG, RED COLOR, ABC 40% DRY CHEMICAL POWDER, FIRE RATING: 34A & 183B, CE/KITEMARK/MED APPROVED, MODEL: NP6 - NAFFCO, UAE. | NAFFCO | NP6 | NOS | 3 | 90 | 27 | 10 | 81 | 0 | FALSE |  |  | 0 | NULL
8.1.2 | 10111210050 | CO2 EXTINGUISHER PORTABLE TYPE, CAPACITY: 5 KG, RED COLOR, FIRE RATING: 55B, CE/KITEMARK/MED/LPCB APPROVED, MODEL: NC 5 - NAFFCO, UAE | NAFFCO | NC 5 | NOS | 3 | 171 | 52 | 10 | 156 | 0 | FALSE |  |  | 0 | NULL
9 |  | BOQ FOR FIREFIGHTING WORKS - Dryer and Dewatering Building |  |  |  | 0 | 0 | 0 | 0 | 0 | 0 | FALSE |  |  | 0 | NULL
9.1 |  | Portable Type Fire Extinguishers |  |  |  | 0 | 0 | 0 | 0 | 0 | 0 | FALSE |  |  | 0 | NULL
9.1.1 | 10101210064 | DRY POWDER EXTINGUISHER, PORTABLE PRESSURE TYPE, CAPACITY 6 KG, RED COLOR, ABC 40% DRY CHEMICAL POWDER, FIRE RATING: 34A & 183B, CE/KITEMARK/MED APPROVED, MODEL: NP6 - NAFFCO, UAE. | NAFFCO | NP6 | NOS | 7 | 90 | 27 | 10 | 189 | 0 | FALSE |  |  | 0 | NULL
9.1.2 | 10111210050 | CO2 EXTINGUISHER PORTABLE TYPE, CAPACITY: 5 KG, RED COLOR, FIRE RATING: 55B, CE/KITEMARK/MED/LPCB APPROVED, MODEL: NC 5 - NAFFCO, UAE | NAFFCO | NC 5 | NOS | 7 | 171 | 52 | 10 | 364 | 0 | FALSE |  |  | 0 | NULL
10 |  | BOQ FOR FIREFIGHTING WORKS - Gas Chlorination |  |  |  | 0 | 0 | 0 | 0 | 0 | 0 | FALSE |  |  | 0 | NULL
10.1 |  | Portable Type Fire Extinguishers |  |  |  | 0 | 0 | 0 | 0 | 0 | 0 | FALSE |  |  | 0 | NULL
10.1.1 | 10101210064 | DRY POWDER EXTINGUISHER, PORTABLE PRESSURE TYPE, CAPACITY 6 KG, RED COLOR, ABC 40% DRY CHEMICAL POWDER, FIRE RATING: 34A & 183B, CE/KITEMARK/MED APPROVED, MODEL: NP6 - NAFFCO, UAE. | NAFFCO | NP6 | NOS | 3 | 90 | 27 | 10 | 81 | 0 | FALSE |  |  | 0 | NULL
10.1.2 | 10111210050 | CO2 EXTINGUISHER PORTABLE TYPE, CAPACITY: 5 KG, RED COLOR, FIRE RATING: 55B, CE/KITEMARK/MED/LPCB APPROVED, MODEL: NC 5 - NAFFCO, UAE | NAFFCO | NC 5 | NOS | 3 | 171 | 52 | 10 | 156 | 0 | FALSE |  |  | 0 | NULL
10.1.3 | 10104210025 | 25 KG DRY POWDER TROLLEY FIRE EXTINGUISHER KITEMARK, BSI & LPCB | NAFFCO | NTP25 | NOS | 1 | 550 | 165 | 10 | 165 | 0 | FALSE |  |  | 0 | NULL
11 |  | BOQ FOR FIREFIGHTING WORKS - Guard House |  |  |  | 0 | 0 | 0 | 0 | 0 | 0 | FALSE |  |  | 0 | NULL
11.1 |  | Portable Type Fire Extinguishers |  |  |  | 0 | 0 | 0 | 0 | 0 | 0 | FALSE |  |  | 0 | NULL
11.1.1 | 10101210064 | DRY POWDER EXTINGUISHER, PORTABLE PRESSURE TYPE, CAPACITY 6 KG, RED COLOR, ABC 40% DRY CHEMICAL POWDER, FIRE RATING: 34A & 183B, CE/KITEMARK/MED APPROVED, MODEL: NP6 - NAFFCO, UAE. | NAFFCO | NP6 | NOS | 1 | 90 | 27 | 10 | 27 | 0 | FALSE |  |  | 0 | NULL
11.1.2 | 10111210050 | CO2 EXTINGUISHER PORTABLE TYPE, CAPACITY: 5 KG, RED COLOR, FIRE RATING: 55B, CE/KITEMARK/MED/LPCB APPROVED, MODEL: NC 5 - NAFFCO, UAE | NAFFCO | NC 5 | NOS | 1 | 171 | 52 | 10 | 52 | 0 | FALSE |  |  | 0 | NULL
11.1.3 | 10191210060 | WET CHEMICAL EXTINGUISHER, CLASS F, PORTABLE, CAPACITY 6 LTR, RED COLOUR, FIRE RATING: 75F & 13A, CE/KITEMARK/LPCB APPROVED, MODEL: NKE 6 - NAFFCO, UAE | NAFFCO | NKE6 | NOS | 1 | 259 | 78 | 10 | 78 | 0 | FALSE |  |  | 0 | NULL
11.1.4 | 10280520644 | FIRE BLANKET 1.2 X 1.2 METER, GLASS FIBER WITH TWILL WEAVING WITH YARN 33TEX/2, 55GRM/SQ.M SILICON COATING PER SIDE & PACKED IN RED PVC FLAT HARD CONTAINER, COMPLY TO BS EN 1869:2019, MODEL:CS06, REF: NF/MDS-FB/2016 REV 05 - NAFFCO | NAFFCO | NFB4.4 | NOS | 1 | 41 | 13 | 10 | 13 | 0 | FALSE |  |  | 0 | NULL
12 |  | BOQ FOR FIREFIGHTING WORKS |  |  |  | 0 | 0 | 0 | 0 | 0 | 0 | FALSE |  |  | 0 | NULL
12.1 |  | Portable Type Fire Extinguishers |  |  |  | 0 | 0 | 0 | 0 | 0 | 0 | FALSE |  |  | 0 | NULL
12.1. | 10101210064 | DRY POWDER EXTINGUISHER, PORTABLE PRESSURE TYPE, CAPACITY 6 KG, RED COLOR, ABC 40% DRY CHEMICAL POWDER, FIRE RATING: 34A & 183B, CE/KITEMARK/MED APPROVED, MODEL: NP6 - NAFFCO, UAE. | NAFFCO | NP6 | NOS | 1 | 90 | 27 | 10 | 27 | 0 | FALSE |  |  | 0 | NULL
12.1. | 10111210050 | CO2 EXTINGUISHER PORTABLE TYPE, CAPACITY: 5 KG, RED COLOR, FIRE RATING: 55B, CE/KITEMARK/MED/LPCB APPROVED, MODEL: NC 5 - NAFFCO, UAE | NAFFCO | NC 5 | NOS | 1 | 171 | 52 | 10 | 52 | 0 | FALSE |  |  | 0 | NULL
13 |  | BOQ FOR FIREFIGHTING WORKS - Inlet Lifting Station |  |  |  | 0 | 0 | 0 | 0 | 0 | 0 | FALSE |  |  | 0 | NULL
13.1 |  | Portable Type Fire Extinguishers |  |  |  | 0 | 0 | 0 | 0 | 0 | 0 | FALSE |  |  | 0 | NULL
13.1.1 | 10101210064 | DRY POWDER EXTINGUISHER, PORTABLE PRESSURE TYPE, CAPACITY 6 KG, RED COLOR, ABC 40% DRY CHEMICAL POWDER, FIRE RATING: 34A & 183B, CE/KITEMARK/MED APPROVED, MODEL: NP6 - NAFFCO, UAE. | NAFFCO | NP6 | NOS | 8 | 90 | 27 | 10 | 216 | 0 | FALSE |  |  | 0 | NULL
13.1.2 | 10111210050 | CO2 EXTINGUISHER PORTABLE TYPE, CAPACITY: 5 KG, RED COLOR, FIRE RATING: 55B, CE/KITEMARK/MED/LPCB APPROVED, MODEL: NC 5 - NAFFCO, UAE | NAFFCO | NC 5 | NOS | 8 | 171 | 52 | 10 | 416 | 0 | FALSE |  |  | 0 | NULL
14 |  | BOQ FOR FIREFIGHTING WORKS - Laboratory at DMC |  |  |  | 0 | 0 | 0 | 0 | 0 | 0 | FALSE |  |  | 0 | NULL
14.1 |  | Portable Type Fire Extinguishers |  |  |  | 0 | 0 | 0 | 0 | 0 | 0 | FALSE |  |  | 0 | NULL
14.1.1 | 10101210064 | DRY POWDER EXTINGUISHER, PORTABLE PRESSURE TYPE, CAPACITY 6 KG, RED COLOR, ABC 40% DRY CHEMICAL POWDER, FIRE RATING: 34A & 183B, CE/KITEMARK/MED APPROVED, MODEL: NP6 - NAFFCO, UAE. | NAFFCO | NP6 | NOS | 11 | 90 | 27 | 10 | 297 | 0 | FALSE |  |  | 0 | NULL
14.1.2 | 10111210050 | CO2 EXTINGUISHER PORTABLE TYPE, CAPACITY: 5 KG, RED COLOR, FIRE RATING: 55B, CE/KITEMARK/MED/LPCB APPROVED, MODEL: NC 5 - NAFFCO, UAE | NAFFCO | NC 5 | NOS | 13 | 171 | 52 | 10 | 676 | 0 | FALSE |  |  | 0 | NULL
14.1.3 | 10191210060 | WET CHEMICAL EXTINGUISHER, CLASS F, PORTABLE, CAPACITY 6 LTR, RED COLOUR, FIRE RATING: 75F & 13A, CE/KITEMARK/LPCB APPROVED, MODEL: NKE 6 - NAFFCO, UAE | NAFFCO | NKE6 | NOS | 2 | 259 | 78 | 10 | 156 | 0 | FALSE |  |  | 0 | NULL
14.1.4 | 10280520644 | FIRE BLANKET 1.2 X 1.2 METER, GLASS FIBER WITH TWILL WEAVING WITH YARN 33TEX/2, 55GRM/SQ.M SILICON COATING PER SIDE & PACKED IN RED PVC FLAT HARD CONTAINER, COMPLY TO BS EN 1869:2019, MODEL:CS06, REF: NF/MDS-FB/2016 REV 05 - NAFFCO | NAFFCO | NFB4.4 | NOS | 2 | 41 | 13 | 10 | 26 | 0 | FALSE |  |  | 0 | NULL
14.2 |  | FIRE HOSE REEL |  |  |  | 0 | 0 | 0 | 0 | 0 | 0 | FALSE |  |  | 0 | NULL
14.2.1 |  | DOUBLE VERTICAL HOSE REEL CABINET, SURFACE MOUNTED, SOLID DOOR, COMPLETE ELECTRO GALVANIZED SHEET, SIZE: 1490 X 720 X 280 - NAFFCO | NAFFCO |  | NOS | 4 | 500 | 150 | 10 | 600 | 0 | FALSE |  |  | 0 | NULL
14.2.2 | 10911512130 | HOSE RACK ASSEMBLY 2-1/2" X 30 MTR. C/W ANGLE VALVE, WHITE POLYFLEX HOSE AND FOG NOZZLE, FM APPROVED, MODEL: NHR 64V - NAFFCO | NAFFCO | NHR 64V | NOS | 4 | 1118 | 336 | 10 | 1344 | 0 | FALSE |  |  | 0 | NULL
14.2.3 | 10651110330 | FIRE HOSE REEL 1" X 30 MTR. CABINET MOUNTED, SWINGING MANUAL WITH PLASTIC NOZZLE, CONFORMING TO BS EN 671-1:2012, CE0086, MODEL: 25 NFH-020M, "KITE MARKED"/LPCB APPROVED - NAFFCO | NAFFCO | 25NFH-020M | NOS | 4 | 394 | 119 | 10 | 476 | 0 | FALSE |  |  | 0 | NULL
14.2.4 | 10101210064 | DRY POWDER EXTINGUISHER, PORTABLE PRESSURE TYPE, CAPACITY 6 KG, RED COLOR, ABC 40% DRY CHEMICAL POWDER, FIRE RATING: 34A & 183B, CE/KITEMARK/MED APPROVED, MODEL: NP6 - NAFFCO, UAE. | NAFFCO | NP6 | NOS | 4 | 90 | 27 | 10 | 108 | 0 | FALSE |  |  | 0 | NULL
14.2.5 | 10111210050 | CO2 EXTINGUISHER PORTABLE TYPE, CAPACITY: 5 KG, RED COLOR, FIRE RATING: 55B, CE/KITEMARK/MED/LPCB APPROVED, MODEL: NC 5 - NAFFCO, UAE | NAFFCO | NC 5 | NOS | 4 | 171 | 52 | 10 | 208 | 0 | FALSE |  |  | 0 | NULL
15 |  | BOQ FOR FIREFIGHTING WORKS - Laboratory at WWTP |  |  |  | 0 | 0 | 0 | 0 | 0 | 0 | FALSE |  |  | 0 | NULL
15.1 |  | Portable Type Fire Extinguishers |  |  |  | 0 | 0 | 0 | 0 | 0 | 0 | FALSE |  |  | 0 | NULL
15.1.1 | 10101210064 | DRY POWDER EXTINGUISHER, PORTABLE PRESSURE TYPE, CAPACITY 6 KG, RED COLOR, ABC 40% DRY CHEMICAL POWDER, FIRE RATING: 34A & 183B, CE/KITEMARK/MED APPROVED, MODEL: NP6 - NAFFCO, UAE. | NAFFCO | NP6 | NOS | 11 | 90 | 27 | 10 | 297 | 0 | FALSE |  |  | 0 | NULL
15.1.2 | 10111210050 | CO2 EXTINGUISHER PORTABLE TYPE, CAPACITY: 5 KG, RED COLOR, FIRE RATING: 55B, CE/KITEMARK/MED/LPCB APPROVED, MODEL: NC 5 - NAFFCO, UAE | NAFFCO | NC 5 | NOS | 13 | 171 | 52 | 10 | 676 | 0 | FALSE |  |  | 0 | NULL
15.1.3 | 10191210060 | WET CHEMICAL EXTINGUISHER, CLASS F, PORTABLE, CAPACITY 6 LTR, RED COLOUR, FIRE RATING: 75F & 13A, CE/KITEMARK/LPCB APPROVED, MODEL: NKE 6 - NAFFCO, UAE | NAFFCO | NKE6 | NOS | 2 | 259 | 78 | 10 | 156 | 0 | FALSE |  |  | 0 | NULL
15.1.4 | 10280520644 | FIRE BLANKET 1.2 X 1.2 METER, GLASS FIBER WITH TWILL WEAVING WITH YARN 33TEX/2, 55GRM/SQ.M SILICON COATING PER SIDE & PACKED IN RED PVC FLAT HARD CONTAINER, COMPLY TO BS EN 1869:2019, MODEL:CS06, REF: NF/MDS-FB/2016 REV 05 - NAFFCO | NAFFCO | NFB4.4 | NOS | 2 | 41 | 13 | 10 | 26 | 0 | FALSE |  |  | 0 | NULL
15.2 |  | FIRE HOSE REEL |  |  |  | 0 | 0 | 0 | 0 | 0 | 0 | FALSE |  |  | 0 | NULL
15.2.1 |  | DOUBLE VERTICAL HOSE REEL CABINET, SURFACE MOUNTED, SOLID DOOR, COMPLETE ELECTRO GALVANIZED SHEET, SIZE: 1490 X 720 X 280 - NAFFCO | NAFFCO |  | NOS | 4 | 500 | 150 | 10 | 600 | 0 | FALSE |  |  | 0 | NULL
15.2.2 | 10911512130 | HOSE RACK ASSEMBLY 2-1/2" X 30 MTR. C/W ANGLE VALVE, WHITE POLYFLEX HOSE AND FOG NOZZLE, FM APPROVED, MODEL: NHR 64V - NAFFCO | NAFFCO | NHR 64V | NOS | 4 | 1118 | 336 | 10 | 1344 | 0 | FALSE |  |  | 0 | NULL
15.2.3 | 10651110330 | FIRE HOSE REEL 1" X 30 MTR. CABINET MOUNTED, SWINGING MANUAL WITH PLASTIC NOZZLE, CONFORMING TO BS EN 671-1:2012, CE0086, MODEL: 25 NFH-020M, "KITE MARKED"/LPCB APPROVED - NAFFCO | NAFFCO | 25NFH-020M | NOS | 4 | 394 | 119 | 10 | 476 | 0 | FALSE |  |  | 0 | NULL
15.2.4 | 10101210064 | DRY POWDER EXTINGUISHER, PORTABLE PRESSURE TYPE, CAPACITY 6 KG, RED COLOR, ABC 40% DRY CHEMICAL POWDER, FIRE RATING: 34A & 183B, CE/KITEMARK/MED APPROVED, MODEL: NP6 - NAFFCO, UAE. | NAFFCO | NP6 | NOS | 4 | 90 | 27 | 10 | 108 | 0 | FALSE |  |  | 0 | NULL
15.2.5 | 10111210050 | CO2 EXTINGUISHER PORTABLE TYPE, CAPACITY: 5 KG, RED COLOR, FIRE RATING: 55B, CE/KITEMARK/MED/LPCB APPROVED, MODEL: NC 5 - NAFFCO, UAE | NAFFCO | NC 5 | NOS | 4 | 171 | 52 | 10 | 208 | 0 | FALSE |  |  | 0 | NULL
16 |  | BOQ FOR FIREFIGHTING WORKS - MCC 27.1 |  |  |  | 0 | 0 | 0 | 0 | 0 | 0 | FALSE |  |  | 0 | NULL
16.1 |  | Portable Type Fire Extinguishers |  |  |  | 0 | 0 | 0 | 0 | 0 | 0 | FALSE |  |  | 0 | NULL
16.1.1 | 10101210064 | DRY POWDER EXTINGUISHER, PORTABLE PRESSURE TYPE, CAPACITY 6 KG, RED COLOR, ABC 40% DRY CHEMICAL POWDER, FIRE RATING: 34A & 183B, CE/KITEMARK/MED APPROVED, MODEL: NP6 - NAFFCO, UAE. | NAFFCO | NP6 | NOS | 5 | 90 | 27 | 10 | 135 | 0 | FALSE |  |  | 0 | NULL
16.1.2 | 10111210050 | CO2 EXTINGUISHER PORTABLE TYPE, CAPACITY: 5 KG, RED COLOR, FIRE RATING: 55B, CE/KITEMARK/MED/LPCB APPROVED, MODEL: NC 5 - NAFFCO, UAE | NAFFCO | NC 5 | NOS | 5 | 171 | 52 | 10 | 260 | 0 | FALSE |  |  | 0 | NULL
16.2 |  | SHIELD FM 200 FIRE EXTINGUISHING SYSTEM, TOTAL FLOODING, MODULAR, 360 PSI |  |  |  | 0 | 0 | 0 | 5 | 0 | 0 | FALSE |  |  | 0 | NULL
16.2.1 |  | MECHANICAL COMPONENTS (MAIN) |  |  |  | 0 | 0 | 0 | 5 | 0 | 0 | FALSE |  |  | 0 | NULL
16.2.1.1 |  | 369 L HFC227EA AGENT CYLINDER ASSEMBLY COMPLETE WITH: CYLINDER HEAD VALVE WITH PRESSURE GAUGE, PRESSURE SUPERVISORY SWITCH, CYLINDER MOUNTING STRAP, TOP PLUG | SHIELD | SD-369HFC-03 | SET | 8 | 13247 | 4332 | 20 | 34656 | 0 | FALSE |  |  | 0 | NULL
16.2.1.2 |  | SHIELD200 (SD-HFC227EA) AGENT (PER KG) | SHIELD | SD-HFC-227ea | KG | 1560 | 70 | 23 | 20 | 35880 | 0 | FALSE |  |  | 0 | NULL
16.2.1.3 |  | 3 INCH (80MM) OUTLET ADAPTOR USED TO 369L CYLINDER VALVE OUTLET | SHIELD | SD-VOA0080 | NOS | 8 | 200 | 66 | 20 | 528 | 0 | FALSE |  |  | 0 | NULL
16.2.1.4 |  | REMOVABLE ELECTRIC ACTUATOR C/W SUPERVISORY SWITCH, 1 INCH CONNECTION, UL LISTED, EXT. MONITORING SWITCH WITH CLAMP, SD-EMS0025 | SHIELD | SD-REA-SS | NOS | 2 | 1690 | 553 | 20 | 1106 | 0 | FALSE |  |  | 0 | NULL
16.2.1.5 |  | MANUAL ACTUATOR WITH PUSH TO OPERATE | SHIELD | SD-MA0025 | NOS | 2 | 200 | 66 | 20 | 132 | 0 | FALSE |  |  | 0 | NULL
16.2.1.6 |  | PNEUMATIC ACTUATOR | SHIELD | SD-PA0025 | NOS | 6 | 180 | 59 | 20 | 354 | 0 | FALSE |  |  | 0 | NULL
16.2.1.7 |  | DISCHARGE PRESSURE SWITCH | SHIELD | SD-DPS-B6-95-1 | NOS | 2 | 300 | 99 | 20 | 198 | 0 | FALSE |  |  | 0 | NULL
16.2.1.8 |  | DISCHARGE HOSE 3 INCH (80MM) C/W CHECK VALVE WITH FEMALE SWIVEL FITTINGS | SHIELD | SD-DHCV0080 | NOS | 8 | 2640 | 864 | 20 | 6912 | 0 | FALSE |  |  | 0 | NULL
16.2.1.9 |  | 1/4" PNEUMATIC ACTUATION FLEXIBLE HOSE WITH FEMALE SWIVEL FITTINGS - 1 NO. X 1/4" PNEUMATIC ELBOW USED AT SLAVE CYLINDER VALVE (SD-ELWFH-092) - 6 NOS. X 1/4" NIPPLE USED AT MASTER CYLINDER VALVE (SD-NPFH-090) - 2 NOS. X PNEUMATIC TEE (SD-TFH-091) | SHIELD | SDFLXHS0015 | NOS | 6 | 40 | 14 | 20 | 84 | 0 | FALSE |  |  | 0 | NULL
16.2.1.10 |  | MANIFOLD FOR 4 CYLINDER | SHIELD | SD-MF100-80-4 | NOS | 2 | 880 | 288 | 20 | 576 | 0 | FALSE |  |  | 0 | NULL
16.2.1.11 |  | DISCHARGE NOZZLE | SHIELD | SD-NXXX-XX | NOS | 19 | 200 | 66 | 20 | 1254 | 0 | FALSE |  |  | 0 | NULL
16.2.1.12 |  | FM200 WARNING SIGNAGE | SHIELD | SD-FM-WARN | SET | 2 | 300 | 99 | 20 | 198 | 0 | FALSE |  |  | 0 | NULL
16.2.2 |  | ELECTRICAL COMPONENTS |  |  |  | 0 | 0 | 0 | 0 | 0 | 0 | FALSE |  |  | 0 | NULL
16.2.2.1 |  | 2 LOOP ADDRESSABLE FIRE EXTINGUISHING PANEL, COMPLETE WITH: 24V DC BACK UP BATTERY WITH 75 AH BATTERY ENCLOSURE 2 NOS. CRM4 RELAY MODULE | Cheetah Xi - FIKE | 10-068-R-2-L | SETS | 1 | 8500 | 2780 | 20 | 2780 | 0 | FALSE |  |  | 0 | NULL
16.2.2.2 |  | PHOTOELECTRIC SMOKE DETECTOR w/base | FIKE | 63-1058 & 63-1061 | NOS | 36 | 450 | 148 | 20 | 5328 | 0 | FALSE |  |  | 0 | NULL
16.2.2.3 |  | ABORT SWITCHES, c/w Back box | FIKE | 10-2965 | NOS | 2 | 360 | 118 | 20 | 236 | 0 | FALSE |  |  | 0 | NULL
16.2.2.4 |  | INTELLIGENT AGENT RELEASE PULL STATION, P/N.# 20-1343 - FIKE WITH BACKBOX | FIKE | 20-1343 | NOS | 2 | 395 | 130 | 20 | 260 | 0 | FALSE |  |  | 0 | NULL
16.2.2.5 |  | BELL, 6" WITH BACKBOX | SHIELD | FB-1000C6 | NOS | 2 | 85 | 28 | 20 | 56 | 0 | FALSE |  |  | 0 | NULL
16.2.2.6 |  | HORN/STROBE, INDOOR, SELECTABLE CANDELA STROBE, WALL MOUNT, RED, UL LISTED, MODEL : SH-HSIR - SHIELD | SHIELD | SH-HSIR | NOS | 2 | 150 | 50 | 20 | 100 | 0 | FALSE |  |  | 0 | NULL
16.2.2.7 |  | STROBE, SELECTABLE CANDELA STROBE, WALL MOUNT, RED, INDOOR, UL LISTED, MODEL: SH-STIR - SHIELD WITH BACKBOX | SHIELD | SH-STIR | NOS | 2 | 125 | 41 | 20 | 82 | 0 | FALSE |  |  | 0 | NULL
16.2.2.8 |  | RELEASE CONTROL MODULE W/ ISOLATOR BASE | FIKE | 55 -053 | NOS | 2 | 1140 | 373 | 20 | 746 | 0 | FALSE |  |  | 0 | NULL
16.2.2.9 |  | MINI MONITOR MODULE W/ ISOLATOR BASE | FIKE | 55 -050 | NOS | 2 | 340 | 112 | 20 | 224 | 0 | FALSE |  |  | 0 | NULL
16.2.2.10 |  | MONITOR MODULE W/ ISOLATOR | FIKE | 55 -046 | NOS | 14 | 380 | 125 | 20 | 1750 | 0 | FALSE |  |  | 0 | NULL
16.2.2.11 |  | CONTROL MODULE W/ ISOLATOR | FIKE | 55 -047 | NOS | 6 | 435 | 143 | 20 | 858 | 0 | FALSE |  |  | 0 | NULL
16.2.2.12 |  | POWER SUPPLY UNIT, 24V DC ,10 Amps, W / battery | FIKE | 10-2829-1-0-01-0-1-01 | NOS | 1 | 1676 | 549 | 20 | 549 | 0 | FALSE |  |  | 0 | NULL
16.2.2.13 |  | REMOTE INDICATOR | FIKE |  | NOS | 18 | 100 | 33 | 20 | 594 | 0 | FALSE |  |  | 0 | NULL
17 |  | BOQ FOR FIREFIGHTING WORKS - MCC 27.2 |  |  |  | 0 | 0 | 0 | 0 | 0 | 0 | FALSE |  |  | 0 | NULL
17.1 |  | Portable Type Fire Extinguishers |  |  |  | 0 | 0 | 0 | 0 | 0 | 0 | FALSE |  |  | 0 | NULL
17.1.1 | 10101210064 | DRY POWDER EXTINGUISHER, PORTABLE PRESSURE TYPE, CAPACITY 6 KG, RED COLOR, ABC 40% DRY CHEMICAL POWDER, FIRE RATING: 34A & 183B, CE/KITEMARK/MED APPROVED, MODEL: NP6 - NAFFCO, UAE. | NAFFCO | NP6 | NOS | 5 | 90 | 27 | 10 | 135 | 0 | FALSE |  |  | 0 | NULL
17.1.2 | 10111210050 | CO2 EXTINGUISHER PORTABLE TYPE, CAPACITY: 5 KG, RED COLOR, FIRE RATING: 55B, CE/KITEMARK/MED/LPCB APPROVED, MODEL: NC 5 - NAFFCO, UAE | NAFFCO | NC 5 | NOS | 5 | 171 | 52 | 10 | 260 | 0 | FALSE |  |  | 0 | NULL
17.2 |  | SHIELD FM 200 FIRE EXTINGUISHING SYSTEM, TOTAL FLOODING, MODULAR, 360 PSI |  |  |  | 0 | 0 | 0 | 5 | 0 | 0 | FALSE |  |  | 0 | NULL
17.2.1 |  | MECHANICAL COMPONENTS (MAIN) |  |  |  | 0 | 0 | 0 | 5 | 0 | 0 | FALSE |  |  | 0 | NULL
17.2.1.1 |  | 369 L HFC227EA AGENT CYLINDER ASSEMBLY COMPLETE WITH: CYLINDER HEAD VALVE WITH PRESSURE GAUGE, PRESSURE SUPERVISORY SWITCH, CYLINDER MOUNTING STRAP, TOP PLUG | SHIELD | SD-369HFC-03 | SET | 8 | 13247 | 4332 | 20 | 34656 | 0 | FALSE |  |  | 0 | NULL
17.2.1.2 |  | SHIELD200 (SD-HFC227EA) AGENT (PER KG) | SHIELD | SD-HFC-227ea | KG | 1880 | 70 | 23 | 20 | 43240 | 0 | FALSE |  |  | 0 | NULL
17.2.1.3 |  | 3 INCH (80MM) OUTLET ADAPTOR USED TO 369L CYLINDER VALVE OUTLET | SHIELD | SD-VOA0080 | NOS | 8 | 200 | 66 | 20 | 528 | 0 | FALSE |  |  | 0 | NULL
17.2.1.4 |  | REMOVABLE ELECTRIC ACTUATOR C/W SUPERVISORY SWITCH, 1 INCH CONNECTION, UL LISTED, EXT. MONITORING SWITCH WITH CLAMP, SD-EMS0025 | SHIELD | SD-REA-SS | NOS | 2 | 1690 | 553 | 20 | 1106 | 0 | FALSE |  |  | 0 | NULL
17.2.1.5 |  | MANUAL ACTUATOR WITH PUSH TO OPERATE | SHIELD | SD-MA0025 | NOS | 2 | 200 | 66 | 20 | 132 | 0 | FALSE |  |  | 0 | NULL
17.2.1.6 |  | PNEUMATIC ACTUATOR | SHIELD | SD-PA0025 | NOS | 6 | 180 | 59 | 20 | 354 | 0 | FALSE |  |  | 0 | NULL
17.2.1.7 |  | DISCHARGE PRESSURE SWITCH | SHIELD | SD-DPS-B6-95-1 | NOS | 2 | 300 | 99 | 20 | 198 | 0 | FALSE |  |  | 0 | NULL
17.2.1.8 |  | DISCHARGE HOSE 3 INCH (80MM) C/W CHECK VALVE WITH FEMALE SWIVEL FITTINGS | SHIELD | SD-DHCV0080 | NOS | 8 | 2640 | 864 | 20 | 6912 | 0 | FALSE |  |  | 0 | NULL
17.2.1.9 |  | 1/4" PNEUMATIC ACTUATION FLEXIBLE HOSE WITH FEMALE SWIVEL FITTINGS - 1 NO. X 1/4" PNEUMATIC ELBOW USED AT SLAVE CYLINDER VALVE (SD-ELWFH-092) - 6 NOS. X 1/4" NIPPLE USED AT MASTER CYLINDER VALVE (SD-NPFH-090) - 2 NOS. X PNEUMATIC TEE (SD-TFH-091) | SHIELD | SDFLXHS0015 | NOS | 6 | 40 | 14 | 20 | 84 | 0 | FALSE |  |  | 0 | NULL
17.2.1.10 |  | MANIFOLD FOR 4 CYLINDER | SHIELD | SD-MF100-80-4 | NOS | 2 | 880 | 288 | 20 | 576 | 0 | FALSE |  |  | 0 | NULL
17.2.1.11 |  | DISCHARGE NOZZLE | SHIELD | SD-NXXX-XX | NOS | 27 | 200 | 66 | 20 | 1782 | 0 | FALSE |  |  | 0 | NULL
17.2.1.12 |  | FM200 WARNING SIGNAGE | SHIELD | SD-FM-WARN | SET | 2 | 300 | 99 | 20 | 198 | 0 | FALSE |  |  | 0 | NULL
17.2.2 |  | ELECTRICAL COMPONENTS |  |  |  | 0 | 0 | 0 | 0 | 0 | 0 | FALSE |  |  | 0 | NULL
17.2.2.1 |  | 2 LOOP ADDRESSABLE FIRE EXTINGUISHING PANEL, COMPLETE WITH: 24V DC BACK UP BATTERY WITH 75 AH BATTERY ENCLOSURE 2 NOS. CRM4 RELAY MODULE | Cheetah Xi - FIKE | 10-068-R-2-L | SETS | 1 | 8500 | 2780 | 20 | 2780 | 0 | FALSE |  |  | 0 | NULL
17.2.2.2 |  | PHOTOELECTRIC SMOKE DETECTOR w/base | FIKE | 63-1058 & 63-1061 | NOS | 44 | 450 | 148 | 20 | 6512 | 0 | FALSE |  |  | 0 | NULL
17.2.2.3 |  | ABORT SWITCHES, c/w Back box | FIKE | 10-2965 | NOS | 2 | 360 | 118 | 20 | 236 | 0 | FALSE |  |  | 0 | NULL
17.2.2.4 |  | INTELLIGENT AGENT RELEASE PULL STATION, P/N.# 20-1343 - FIKE WITH BACKBOX | FIKE | 20-1343 | NOS | 2 | 395 | 130 | 20 | 260 | 0 | FALSE |  |  | 0 | NULL
17.2.2.5 |  | BELL, 6" WITH BACKBOX | SHIELD | FB-1000C6 | NOS | 2 | 85 | 28 | 20 | 56 | 0 | FALSE |  |  | 0 | NULL
17.2.2.6 |  | HORN/STROBE, INDOOR, SELECTABLE CANDELA STROBE, WALL MOUNT, RED, UL LISTED, MODEL : SH-HSIR - SHIELD | SHIELD | SH-HSIR | NOS | 2 | 150 | 50 | 20 | 100 | 0 | FALSE |  |  | 0 | NULL
17.2.2.7 |  | STROBE, SELECTABLE CANDELA STROBE, WALL MOUNT, RED, INDOOR, UL LISTED, MODEL: SH-STIR - SHIELD WITH BACKBOX | SHIELD | SH-STIR | NOS | 2 | 125 | 41 | 20 | 82 | 0 | FALSE |  |  | 0 | NULL
17.2.2.8 |  | RELEASE CONTROL MODULE W/ ISOLATOR BASE | FIKE | 55 -053 | NOS | 2 | 1140 | 373 | 20 | 746 | 0 | FALSE |  |  | 0 | NULL
17.2.2.9 |  | MINI MONITOR MODULE W/ ISOLATOR BASE | FIKE | 55 -050 | NOS | 2 | 340 | 112 | 20 | 224 | 0 | FALSE |  |  | 0 | NULL
17.2.2.10 |  | MONITOR MODULE W/ ISOLATOR | FIKE | 55 -046 | NOS | 14 | 380 | 125 | 20 | 1750 | 0 | FALSE |  |  | 0 | NULL
17.2.2.11 |  | CONTROL MODULE W/ ISOLATOR | FIKE | 55 -047 | NOS | 6 | 435 | 143 | 20 | 858 | 0 | FALSE |  |  | 0 | NULL
17.2.2.12 |  | POWER SUPPLY UNIT, 24V DC ,10 Amps, W / battery | FIKE | 10-2829-1-0-01-0-1-01 | NOS | 1 | 1676 | 549 | 20 | 549 | 0 | FALSE |  |  | 0 | NULL
17.2.2.13 |  | REMOTE INDICATOR | FIKE |  | NOS | 22 | 100 | 33 | 20 | 726 | 0 | FALSE |  |  | 0 | NULL
18 |  | BOQ FOR FIREFIGHTING WORKS - MCC 27.3 |  |  |  | 0 | 0 | 0 | 0 | 0 | 0 | FALSE |  |  | 0 | NULL
18.1 |  | Portable Type Fire Extinguishers |  |  |  | 0 | 0 | 0 | 0 | 0 | 0 | FALSE |  |  | 0 | NULL
18.1.1 | 10101210064 | DRY POWDER EXTINGUISHER, PORTABLE PRESSURE TYPE, CAPACITY 6 KG, RED COLOR, ABC 40% DRY CHEMICAL POWDER, FIRE RATING: 34A & 183B, CE/KITEMARK/MED APPROVED, MODEL: NP6 - NAFFCO, UAE. | NAFFCO | NP6 | NOS | 5 | 90 | 27 | 10 | 135 | 0 | FALSE |  |  | 0 | NULL
18.1.2 | 10111210050 | CO2 EXTINGUISHER PORTABLE TYPE, CAPACITY: 5 KG, RED COLOR, FIRE RATING: 55B, CE/KITEMARK/MED/LPCB APPROVED, MODEL: NC 5 - NAFFCO, UAE | NAFFCO | NC 5 | NOS | 5 | 171 | 52 | 10 | 260 | 0 | FALSE |  |  | 0 | NULL
18.2 |  | SHIELD FM 200 FIRE EXTINGUISHING SYSTEM, TOTAL FLOODING, MODULAR, 360 PSI |  |  |  | 0 | 0 | 0 | 5 | 0 | 0 | FALSE |  |  | 0 | NULL
18.2.1 |  | MECHANICAL COMPONENTS (MAIN) |  |  |  | 0 | 0 | 0 | 5 | 0 | 0 | FALSE |  |  | 0 | NULL
18.2.1.1 |  | 369 L HFC227EA AGENT CYLINDER ASSEMBLY COMPLETE WITH: CYLINDER HEAD VALVE WITH PRESSURE GAUGE, PRESSURE SUPERVISORY SWITCH, CYLINDER MOUNTING STRAP, TOP PLUG | SHIELD | SD-369HFC-03 | SET | 10 | 13247 | 4332 | 20 | 43320 | 0 | FALSE |  |  | 0 | NULL
18.2.1.2 |  | SHIELD200 (SD-HFC227EA) AGENT (PER KG) | SHIELD | SD-HFC-227ea | KG | 2170 | 70 | 23 | 20 | 49910 | 0 | FALSE |  |  | 0 | NULL
18.2.1.3 |  | 3 INCH (80MM) OUTLET ADAPTOR USED TO 369L CYLINDER VALVE OUTLET | SHIELD | SD-VOA0080 | NOS | 10 | 200 | 66 | 20 | 660 | 0 | FALSE |  |  | 0 | NULL
18.2.1.4 |  | REMOVABLE ELECTRIC ACTUATOR C/W SUPERVISORY SWITCH, 1 INCH CONNECTION, UL LISTED, EXT. MONITORING SWITCH WITH CLAMP, SD-EMS0025 | SHIELD | SD-REA-SS | NOS | 2 | 1690 | 553 | 20 | 1106 | 0 | FALSE |  |  | 0 | NULL
18.2.1.5 |  | MANUAL ACTUATOR WITH PUSH TO OPERATE | SHIELD | SD-MA0025 | NOS | 2 | 200 | 66 | 20 | 132 | 0 | FALSE |  |  | 0 | NULL
18.2.1.6 |  | PNEUMATIC ACTUATOR | SHIELD | SD-PA0025 | NOS | 8 | 180 | 59 | 20 | 472 | 0 | FALSE |  |  | 0 | NULL
18.2.1.7 |  | DISCHARGE PRESSURE SWITCH | SHIELD | SD-DPS-B6-95-1 | NOS | 2 | 300 | 99 | 20 | 198 | 0 | FALSE |  |  | 0 | NULL
18.2.1.8 |  | DISCHARGE HOSE 3 INCH (80MM) C/W CHECK VALVE WITH FEMALE SWIVEL FITTINGS | SHIELD | SD-DHCV0080 | NOS | 10 | 2640 | 864 | 20 | 8640 | 0 | FALSE |  |  | 0 | NULL
18.2.1.9 |  | 1/4" PNEUMATIC ACTUATION FLEXIBLE HOSE WITH FEMALE SWIVEL FITTINGS - 1 NO. X 1/4" PNEUMATIC ELBOW USED AT SLAVE CYLINDER VALVE (SD-ELWFH-092) - 6 NOS. X 1/4" NIPPLE USED AT MASTER CYLINDER VALVE (SD-NPFH-090) - 2 NOS. X PNEUMATIC TEE (SD-TFH-091) | SHIELD | SDFLXHS0015 | NOS | 8 | 40 | 14 | 20 | 112 | 0 | FALSE |  |  | 0 | NULL
18.2.1.10 |  | MANIFOLD FOR 5 CYLINDER | SHIELD | SD-MF100-80-5 | NOS | 2 | 1060 | 347 | 20 | 694 | 0 | FALSE |  |  | 0 | NULL
18.2.1.11 |  | DISCHARGE NOZZLE | SHIELD | SD-NXXX-XX | NOS | 27 | 200 | 66 | 20 | 1782 | 0 | FALSE |  |  | 0 | NULL
18.2.1.12 |  | FM200 WARNING SIGNAGE | SHIELD | SD-FM-WARN | SET | 2 | 300 | 99 | 20 | 198 | 0 | FALSE |  |  | 0 | NULL
18.2.2 |  | ELECTRICAL COMPONENTS |  |  |  | 0 | 0 | 0 | 0 | 0 | 0 | FALSE |  |  | 0 | NULL
18.2.2.1 |  | 2 LOOP ADDRESSABLE FIRE EXTINGUISHING PANEL, COMPLETE WITH: 24V DC BACK UP BATTERY WITH 75 AH BATTERY ENCLOSURE 2 NOS. CRM4 RELAY MODULE | Cheetah Xi - FIKE | 10-068-R-2-L | SETS | 1 | 8500 | 2780 | 20 | 2780 | 0 | FALSE |  |  | 0 | NULL
18.2.2.2 |  | PHOTOELECTRIC SMOKE DETECTOR w/base | FIKE | 63-1058 & 63-1061 | NOS | 48 | 450 | 148 | 20 | 7104 | 0 | FALSE |  |  | 0 | NULL
18.2.2.3 |  | ABORT SWITCHES, c/w Back box | FIKE | 10-2965 | NOS | 2 | 360 | 118 | 20 | 236 | 0 | FALSE |  |  | 0 | NULL
18.2.2.4 |  | INTELLIGENT AGENT RELEASE PULL STATION, P/N.# 20-1343 - FIKE WITH BACKBOX | FIKE | 20-1343 | NOS | 2 | 395 | 130 | 20 | 260 | 0 | FALSE |  |  | 0 | NULL
18.2.2.5 |  | BELL, 6" WITH BACKBOX | SHIELD | FB-1000C6 | NOS | 2 | 85 | 28 | 20 | 56 | 0 | FALSE |  |  | 0 | NULL
18.2.2.6 |  | HORN/STROBE, INDOOR, SELECTABLE CANDELA STROBE, WALL MOUNT, RED, UL LISTED, MODEL : SH-HSIR - SHIELD | SHIELD | SH-HSIR | NOS | 2 | 150 | 50 | 20 | 100 | 0 | FALSE |  |  | 0 | NULL
18.2.2.7 |  | STROBE, SELECTABLE CANDELA STROBE, WALL MOUNT, RED, INDOOR, UL LISTED, MODEL: SH-STIR - SHIELD WITH BACKBOX | SHIELD | SH-STIR | NOS | 2 | 125 | 41 | 20 | 82 | 0 | FALSE |  |  | 0 | NULL
18.2.2.8 |  | RELEASE CONTROL MODULE W/ ISOLATOR BASE | FIKE | 55 -053 | NOS | 2 | 1140 | 373 | 20 | 746 | 0 | FALSE |  |  | 0 | NULL
18.2.2.9 |  | MINI MONITOR MODULE W/ ISOLATOR BASE | FIKE | 55 -050 | NOS | 2 | 340 | 112 | 20 | 224 | 0 | FALSE |  |  | 0 | NULL
18.2.2.10 |  | MONITOR MODULE W/ ISOLATOR | FIKE | 55 -046 | NOS | 16 | 380 | 125 | 20 | 2000 | 0 | FALSE |  |  | 0 | NULL
18.2.2.11 |  | CONTROL MODULE W/ ISOLATOR | FIKE | 55 -047 | NOS | 6 | 435 | 143 | 20 | 858 | 0 | FALSE |  |  | 0 | NULL
18.2.2.12 |  | POWER SUPPLY UNIT, 24V DC ,10 Amps, W / battery | FIKE | 10-2829-1-0-01-0-1-01 | NOS | 1 | 1676 | 549 | 20 | 549 | 0 | FALSE |  |  | 0 | NULL
18.2.2.13 |  | REMOTE INDICATOR | FIKE |  | NOS | 24 | 100 | 33 | 20 | 792 | 0 | FALSE |  |  | 0 | NULL
19 |  | BOQ FOR FIREFIGHTING WORKS -MCC 27.4 |  |  |  | 0 | 0 | 0 | 0 | 0 | 0 | FALSE |  |  | 0 | NULL
19.1 |  | Portable Type Fire Extinguishers |  |  |  | 0 | 0 | 0 | 0 | 0 | 0 | FALSE |  |  | 0 | NULL
19.1.1 | 10101210064 | DRY POWDER EXTINGUISHER, PORTABLE PRESSURE TYPE, CAPACITY 6 KG, RED COLOR, ABC 40% DRY CHEMICAL POWDER, FIRE RATING: 34A & 183B, CE/KITEMARK/MED APPROVED, MODEL: NP6 - NAFFCO, UAE. | NAFFCO | NP6 | NOS | 3 | 90 | 27 | 10 | 81 | 0 | FALSE |  |  | 0 | NULL
19.1.2 | 10111210050 | CO2 EXTINGUISHER PORTABLE TYPE, CAPACITY: 5 KG, RED COLOR, FIRE RATING: 55B, CE/KITEMARK/MED/LPCB APPROVED, MODEL: NC 5 - NAFFCO, UAE | NAFFCO | NC 5 | NOS | 3 | 171 | 52 | 10 | 156 | 0 | FALSE |  |  | 0 | NULL
19.2 |  | SHIELD FM 200 FIRE EXTINGUISHING SYSTEM, TOTAL FLOODING, MODULAR, 360 PSI |  |  |  | 0 | 0 | 0 | 5 | 0 | 0 | FALSE |  |  | 0 | NULL
19.2.1 |  | MECHANICAL COMPONENTS (MAIN) |  |  |  | 0 | 0 | 0 | 5 | 0 | 0 | FALSE |  |  | 0 | NULL
19.2.1.1 |  | 369 L HFC227EA AGENT CYLINDER ASSEMBLY COMPLETE WITH: CYLINDER HEAD VALVE WITH PRESSURE GAUGE, PRESSURE SUPERVISORY SWITCH, CYLINDER MOUNTING STRAP, TOP PLUG | SHIELD | SD-369HFC-03 | SET | 4 | 13247 | 4332 | 20 | 17328 | 0 | FALSE |  |  | 0 | NULL
19.2.1.2 |  | SHIELD200 (SD-HFC227EA) AGENT (PER KG) | SHIELD | SD-HFC-227ea | KG | 956 | 70 | 23 | 20 | 21988 | 0 | FALSE |  |  | 0 | NULL
19.2.1.3 |  | 3 INCH (80MM) OUTLET ADAPTOR USED TO 369L CYLINDER VALVE OUTLET | SHIELD | SD-VOA0080 | NOS | 4 | 200 | 66 | 20 | 264 | 0 | FALSE |  |  | 0 | NULL
19.2.1.4 |  | REMOVABLE ELECTRIC ACTUATOR C/W SUPERVISORY SWITCH, 1 INCH CONNECTION, UL LISTED, EXT. MONITORING SWITCH WITH CLAMP, SD-EMS0025 | SHIELD | SD-REA-SS | NOS | 2 | 1690 | 553 | 20 | 1106 | 0 | FALSE |  |  | 0 | NULL
19.2.1.5 |  | MANUAL ACTUATOR WITH PUSH TO OPERATE | SHIELD | SD-MA0025 | NOS | 2 | 200 | 66 | 20 | 132 | 0 | FALSE |  |  | 0 | NULL
19.2.1.6 |  | PNEUMATIC ACTUATOR | SHIELD | SD-PA0025 | NOS | 2 | 180 | 59 | 20 | 118 | 0 | FALSE |  |  | 0 | NULL
19.2.1.7 |  | DISCHARGE PRESSURE SWITCH | SHIELD | SD-DPS-B6-95-1 | NOS | 2 | 300 | 99 | 20 | 198 | 0 | FALSE |  |  | 0 | NULL
19.2.1.8 |  | DISCHARGE HOSE 3 INCH (80MM) C/W CHECK VALVE WITH FEMALE SWIVEL FITTINGS | SHIELD | SD-DHCV0080 | NOS | 4 | 2640 | 864 | 20 | 3456 | 0 | FALSE |  |  | 0 | NULL
19.2.1.9 |  | 1/4" PNEUMATIC ACTUATION FLEXIBLE HOSE WITH FEMALE SWIVEL FITTINGS - 1 NO. X 1/4" PNEUMATIC ELBOW USED AT SLAVE CYLINDER VALVE (SD-ELWFH-092) - 6 NOS. X 1/4" NIPPLE USED AT MASTER CYLINDER VALVE (SD-NPFH-090) - 2 NOS. X PNEUMATIC TEE (SD-TFH-091) | SHIELD | SDFLXHS0015 | NOS | 2 | 40 | 14 | 20 | 28 | 0 | FALSE |  |  | 0 | NULL
19.2.1.10 |  | MANIFOLD FOR 5 CYLINDER | SHIELD | SD-MF100-80-5 | NOS | 2 | 1060 | 347 | 20 | 694 | 0 | FALSE |  |  | 0 | NULL
19.2.1.11 |  | DISCHARGE NOZZLE | SHIELD | SD-NXXX-XX | NOS | 12 | 200 | 66 | 20 | 792 | 0 | FALSE |  |  | 0 | NULL
19.2.1.12 |  | FM200 WARNING SIGNAGE | SHIELD | SD-FM-WARN | SET | 2 | 300 | 99 | 20 | 198 | 0 | FALSE |  |  | 0 | NULL
19.2.2 |  | ELECTRICAL COMPONENTS |  |  |  | 0 | 0 | 0 | 0 | 0 | 0 | FALSE |  |  | 0 | NULL
19.2.2.1 |  | 2 LOOP ADDRESSABLE FIRE EXTINGUISHING PANEL, COMPLETE WITH: 24V DC BACK UP BATTERY WITH 75 AH BATTERY ENCLOSURE 2 NOS. CRM4 RELAY MODULE | Cheetah Xi - FIKE | 10-068-R-2-L | SETS | 1 | 8500 | 2780 | 20 | 2780 | 0 | FALSE |  |  | 0 | NULL
19.2.2.2 |  | PHOTOELECTRIC SMOKE DETECTOR w/base | FIKE | 63-1058 & 63-1061 | NOS | 24 | 450 | 148 | 20 | 3552 | 0 | FALSE |  |  | 0 | NULL
19.2.2.3 |  | ABORT SWITCHES, c/w Back box | FIKE | 10-2965 | NOS | 2 | 360 | 118 | 20 | 236 | 0 | FALSE |  |  | 0 | NULL
19.2.2.4 |  | INTELLIGENT AGENT RELEASE PULL STATION, P/N.# 20-1343 - FIKE WITH BACKBOX | FIKE | 20-1343 | NOS | 2 | 395 | 130 | 20 | 260 | 0 | FALSE |  |  | 0 | NULL
19.2.2.5 |  | BELL, 6" WITH BACKBOX | SHIELD | FB-1000C6 | NOS | 2 | 85 | 28 | 20 | 56 | 0 | FALSE |  |  | 0 | NULL
19.2.2.6 |  | HORN/STROBE, INDOOR, SELECTABLE CANDELA STROBE, WALL MOUNT, RED, UL LISTED, MODEL : SH-HSIR - SHIELD | SHIELD | SH-HSIR | NOS | 2 | 150 | 50 | 20 | 100 | 0 | FALSE |  |  | 0 | NULL
19.2.2.7 |  | STROBE, SELECTABLE CANDELA STROBE, WALL MOUNT, RED, INDOOR, UL LISTED, MODEL: SH-STIR - SHIELD WITH BACKBOX | SHIELD | SH-STIR | NOS | 2 | 125 | 41 | 20 | 82 | 0 | FALSE |  |  | 0 | NULL
19.2.2.8 |  | RELEASE CONTROL MODULE W/ ISOLATOR BASE | FIKE | 55 -053 | NOS | 2 | 1140 | 373 | 20 | 746 | 0 | FALSE |  |  | 0 | NULL
19.2.2.9 |  | MINI MONITOR MODULE W/ ISOLATOR BASE | FIKE | 55 -050 | NOS | 2 | 340 | 112 | 20 | 224 | 0 | FALSE |  |  | 0 | NULL
19.2.2.10 |  | MONITOR MODULE W/ ISOLATOR | FIKE | 55 -046 | NOS | 10 | 380 | 125 | 20 | 1250 | 0 | FALSE |  |  | 0 | NULL
19.2.2.11 |  | CONTROL MODULE W/ ISOLATOR | FIKE | 55 -047 | NOS | 6 | 435 | 143 | 20 | 858 | 0 | FALSE |  |  | 0 | NULL
19.2.2.12 |  | POWER SUPPLY UNIT, 24V DC ,10 Amps, W / battery | FIKE | 10-2829-1-0-01-0-1-01 | NOS | 1 | 1676 | 549 | 20 | 549 | 0 | FALSE |  |  | 0 | NULL
19.2.2.13 |  | REMOTE INDICATOR | FIKE |  | NOS | 12 | 100 | 33 | 20 | 396 | 0 | FALSE |  |  | 0 | NULL
20 |  | BOQ FOR FIREFIGHTING WORKS - MCC 27.5 |  |  |  | 0 | 0 | 0 | 0 | 0 | 0 | FALSE |  |  | 0 | NULL
20.1 |  | Portable Type Fire Extinguishers |  |  |  | 0 | 0 | 0 | 0 | 0 | 0 | FALSE |  |  | 0 | NULL
20.1.1 | 10101210064 | DRY POWDER EXTINGUISHER, PORTABLE PRESSURE TYPE, CAPACITY 6 KG, RED COLOR, ABC 40% DRY CHEMICAL POWDER, FIRE RATING: 34A & 183B, CE/KITEMARK/MED APPROVED, MODEL: NP6 - NAFFCO, UAE. | NAFFCO | NP6 | NOS | 5 | 90 | 27 | 10 | 135 | 0 | FALSE |  |  | 0 | NULL
20.1.2 | 10111210050 | CO2 EXTINGUISHER PORTABLE TYPE, CAPACITY: 5 KG, RED COLOR, FIRE RATING: 55B, CE/KITEMARK/MED/LPCB APPROVED, MODEL: NC 5 - NAFFCO, UAE | NAFFCO | NC 5 | NOS | 5 | 171 | 52 | 10 | 260 | 0 | FALSE |  |  | 0 | NULL
20.2 |  | SHIELD FM 200 FIRE EXTINGUISHING SYSTEM, TOTAL FLOODING, MODULAR, 360 PSI |  |  |  | 0 | 0 | 0 | 5 | 0 | 0 | FALSE |  |  | 0 | NULL
20.2.1 |  | MECHANICAL COMPONENTS (MAIN) |  |  |  | 0 | 0 | 0 | 5 | 0 | 0 | FALSE |  |  | 0 | NULL
20.2.1.1 |  | 369 L HFC227EA AGENT CYLINDER ASSEMBLY COMPLETE WITH: CYLINDER HEAD VALVE WITH PRESSURE GAUGE, PRESSURE SUPERVISORY SWITCH, CYLINDER MOUNTING STRAP, TOP PLUG | SHIELD | SD-369HFC-03 | SET | 4 | 13247 | 4332 | 20 | 17328 | 0 | FALSE |  |  | 0 | NULL
20.2.1.2 |  | SHIELD200 (SD-HFC227EA) AGENT (PER KG) | SHIELD | SD-HFC-227ea | KG | 1168 | 70 | 23 | 20 | 26864 | 0 | FALSE |  |  | 0 | NULL
20.2.1.3 |  | 3 INCH (80MM) OUTLET ADAPTOR USED TO 369L CYLINDER VALVE OUTLET | SHIELD | SD-VOA0080 | NOS | 4 | 200 | 66 | 20 | 264 | 0 | FALSE |  |  | 0 | NULL
20.2.1.4 |  | REMOVABLE ELECTRIC ACTUATOR C/W SUPERVISORY SWITCH, 1 INCH CONNECTION, UL LISTED, EXT. MONITORING SWITCH WITH CLAMP, SD-EMS0025 | SHIELD | SD-REA-SS | NOS | 2 | 1690 | 553 | 20 | 1106 | 0 | FALSE |  |  | 0 | NULL
20.2.1.5 |  | MANUAL ACTUATOR WITH PUSH TO OPERATE | SHIELD | SD-MA0025 | NOS | 2 | 200 | 66 | 20 | 132 | 0 | FALSE |  |  | 0 | NULL
20.2.1.6 |  | PNEUMATIC ACTUATOR | SHIELD | SD-PA0025 | NOS | 2 | 180 | 59 | 20 | 118 | 0 | FALSE |  |  | 0 | NULL
20.2.1.7 |  | DISCHARGE PRESSURE SWITCH | SHIELD | SD-DPS-B6-95-1 | NOS | 2 | 300 | 99 | 20 | 198 | 0 | FALSE |  |  | 0 | NULL
20.2.1.8 |  | DISCHARGE HOSE 3 INCH (80MM) C/W CHECK VALVE WITH FEMALE SWIVEL FITTINGS | SHIELD | SD-DHCV0080 | NOS | 4 | 2640 | 864 | 20 | 3456 | 0 | FALSE |  |  | 0 | NULL
20.2.1.9 |  | 1/4" PNEUMATIC ACTUATION FLEXIBLE HOSE WITH FEMALE SWIVEL FITTINGS - 1 NO. X 1/4" PNEUMATIC ELBOW USED AT SLAVE CYLINDER VALVE (SD-ELWFH-092) - 6 NOS. X 1/4" NIPPLE USED AT MASTER CYLINDER VALVE (SD-NPFH-090) - 2 NOS. X PNEUMATIC TEE (SD-TFH-091) | SHIELD | SDFLXHS0015 | NOS | 2 | 40 | 14 | 20 | 28 | 0 | FALSE |  |  | 0 | NULL
20.2.1.10 |  | MANIFOLD FOR 2 CYLINDER | SHIELD | SD-MF100-80-2 | NOS | 2 | 630 | 206 | 20 | 412 | 0 | FALSE |  |  | 0 | NULL
20.2.1.11 |  | DISCHARGE NOZZLE | SHIELD | SD-NXXX-XX | NOS | 15 | 200 | 66 | 20 | 990 | 0 | FALSE |  |  | 0 | NULL
20.2.1.12 |  | FM200 WARNING SIGNAGE | SHIELD | SD-FM-WARN | SET | 2 | 300 | 99 | 20 | 198 | 0 | FALSE |  |  | 0 | NULL
20.2.2 |  | ELECTRICAL COMPONENTS |  |  |  | 0 | 0 | 0 | 0 | 0 | 0 | FALSE |  |  | 0 | NULL
20.2.2.1 |  | 2 LOOP ADDRESSABLE FIRE EXTINGUISHING PANEL, COMPLETE WITH: 24V DC BACK UP BATTERY WITH 75 AH BATTERY ENCLOSURE 2 NOS. CRM4 RELAY MODULE | Cheetah Xi - FIKE | 10-068-R-2-L | SETS | 1 | 8500 | 2780 | 20 | 2780 | 0 | FALSE |  |  | 0 | NULL
20.2.2.2 |  | PHOTOELECTRIC SMOKE DETECTOR w/base | FIKE | 63-1058 & 63-1061 | NOS | 28 | 450 | 148 | 20 | 4144 | 0 | FALSE |  |  | 0 | NULL
20.2.2.3 |  | ABORT SWITCHES, c/w Back box | FIKE | 10-2965 | NOS | 2 | 360 | 118 | 20 | 236 | 0 | FALSE |  |  | 0 | NULL
20.2.2.4 |  | INTELLIGENT AGENT RELEASE PULL STATION, P/N.# 20-1343 - FIKE WITH BACKBOX | FIKE | 20-1343 | NOS | 2 | 395 | 130 | 20 | 260 | 0 | FALSE |  |  | 0 | NULL
20.2.2.5 |  | BELL, 6" WITH BACKBOX | SHIELD | FB-1000C6 | NOS | 2 | 85 | 28 | 20 | 56 | 0 | FALSE |  |  | 0 | NULL
20.2.2.6 |  | HORN/STROBE, INDOOR, SELECTABLE CANDELA STROBE, WALL MOUNT, RED, UL LISTED, MODEL : SH-HSIR - SHIELD | SHIELD | SH-HSIR | NOS | 2 | 150 | 50 | 20 | 100 | 0 | FALSE |  |  | 0 | NULL
20.2.2.7 |  | STROBE, SELECTABLE CANDELA STROBE, WALL MOUNT, RED, INDOOR, UL LISTED, MODEL: SH-STIR - SHIELD WITH BACKBOX | SHIELD | SH-STIR | NOS | 2 | 125 | 41 | 20 | 82 | 0 | FALSE |  |  | 0 | NULL
20.2.2.8 |  | RELEASE CONTROL MODULE W/ ISOLATOR BASE | FIKE | 55 -053 | NOS | 2 | 1140 | 373 | 20 | 746 | 0 | FALSE |  |  | 0 | NULL
20.2.2.9 |  | MINI MONITOR MODULE W/ ISOLATOR BASE | FIKE | 55 -050 | NOS | 2 | 340 | 112 | 20 | 224 | 0 | FALSE |  |  | 0 | NULL
20.2.2.10 |  | MONITOR MODULE W/ ISOLATOR | FIKE | 55 -046 | NOS | 10 | 380 | 125 | 20 | 1250 | 0 | FALSE |  |  | 0 | NULL
20.2.2.11 |  | CONTROL MODULE W/ ISOLATOR | FIKE | 55 -047 | NOS | 6 | 435 | 143 | 20 | 858 | 0 | FALSE |  |  | 0 | NULL
20.2.2.12 |  | POWER SUPPLY UNIT, 24V DC ,10 Amps, W / battery | FIKE | 10-2829-1-0-01-0-1-01 | NOS | 1 | 1676 | 549 | 20 | 549 | 0 | FALSE |  |  | 0 | NULL
20.2.2.13 |  | REMOTE INDICATOR | FIKE |  | NOS | 14 | 100 | 33 | 20 | 462 | 0 | FALSE |  |  | 0 | NULL
21 |  | BOQ FOR FIREFIGHTING WORKS - MCC 27.6 |  |  |  | 0 | 0 | 0 | 0 | 0 | 0 | FALSE |  |  | 0 | NULL
21.1 |  | Portable Type Fire Extinguishers |  |  |  | 0 | 0 | 0 | 0 | 0 | 0 | FALSE |  |  | 0 | NULL
21.1.1 | 10101210064 | DRY POWDER EXTINGUISHER, PORTABLE PRESSURE TYPE, CAPACITY 6 KG, RED COLOR, ABC 40% DRY CHEMICAL POWDER, FIRE RATING: 34A & 183B, CE/KITEMARK/MED APPROVED, MODEL: NP6 - NAFFCO, UAE. | NAFFCO | NP6 | NOS | 5 | 90 | 27 | 10 | 135 | 0 | FALSE |  |  | 0 | NULL
21.1.2 | 10111210050 | CO2 EXTINGUISHER PORTABLE TYPE, CAPACITY: 5 KG, RED COLOR, FIRE RATING: 55B, CE/KITEMARK/MED/LPCB APPROVED, MODEL: NC 5 - NAFFCO, UAE | NAFFCO | NC 5 | NOS | 5 | 171 | 52 | 10 | 260 | 0 | FALSE |  |  | 0 | NULL
21.2 |  | SHIELD FM 200 FIRE EXTINGUISHING SYSTEM, TOTAL FLOODING, MODULAR, 360 PSI |  |  |  | 0 | 0 | 0 | 5 | 0 | 0 | FALSE |  |  | 0 | NULL
21.2.1 |  | MECHANICAL COMPONENTS (MAIN) |  |  |  | 0 | 0 | 0 | 5 | 0 | 0 | FALSE |  |  | 0 | NULL
21.2.1.1 |  | 369 L HFC227EA AGENT CYLINDER ASSEMBLY COMPLETE WITH: CYLINDER HEAD VALVE WITH PRESSURE GAUGE, PRESSURE SUPERVISORY SWITCH, CYLINDER MOUNTING STRAP, TOP PLUG | SHIELD | SD-369HFC-03 | SET | 4 | 13247 | 4332 | 20 | 17328 | 0 | FALSE |  |  | 0 | NULL
21.2.1.2 |  | SHIELD200 (SD-HFC227EA) AGENT (PER KG) | SHIELD | SD-HFC-227ea | KG | 1092 | 70 | 23 | 20 | 25116 | 0 | FALSE |  |  | 0 | NULL
21.2.1.3 |  | 3 INCH (80MM) OUTLET ADAPTOR USED TO 369L CYLINDER VALVE OUTLET | SHIELD | SD-VOA0080 | NOS | 4 | 200 | 66 | 20 | 264 | 0 | FALSE |  |  | 0 | NULL
21.2.1.4 |  | REMOVABLE ELECTRIC ACTUATOR C/W SUPERVISORY SWITCH, 1 INCH CONNECTION, UL LISTED, EXT. MONITORING SWITCH WITH CLAMP, SD-EMS0025 | SHIELD | SD-REA-SS | NOS | 2 | 1690 | 553 | 20 | 1106 | 0 | FALSE |  |  | 0 | NULL
21.2.1.5 |  | MANUAL ACTUATOR WITH PUSH TO OPERATE | SHIELD | SD-MA0025 | NOS | 2 | 200 | 66 | 20 | 132 | 0 | FALSE |  |  | 0 | NULL
21.2.1.6 |  | PNEUMATIC ACTUATOR | SHIELD | SD-PA0025 | NOS | 2 | 180 | 59 | 20 | 118 | 0 | FALSE |  |  | 0 | NULL
21.2.1.7 |  | DISCHARGE PRESSURE SWITCH | SHIELD | SD-DPS-B6-95-1 | NOS | 2 | 300 | 99 | 20 | 198 | 0 | FALSE |  |  | 0 | NULL
21.2.1.8 |  | DISCHARGE HOSE 3 INCH (80MM) C/W CHECK VALVE WITH FEMALE SWIVEL FITTINGS | SHIELD | SD-DHCV0080 | NOS | 4 | 2640 | 864 | 20 | 3456 | 0 | FALSE |  |  | 0 | NULL
21.2.1.9 |  | 1/4" PNEUMATIC ACTUATION FLEXIBLE HOSE WITH FEMALE SWIVEL FITTINGS - 1 NO. X 1/4" PNEUMATIC ELBOW USED AT SLAVE CYLINDER VALVE (SD-ELWFH-092) - 6 NOS. X 1/4" NIPPLE USED AT MASTER CYLINDER VALVE (SD-NPFH-090) - 2 NOS. X PNEUMATIC TEE (SD-TFH-091) | SHIELD | SDFLXHS0015 | NOS | 2 | 40 | 14 | 20 | 28 | 0 | FALSE |  |  | 0 | NULL
21.2.1.10 |  | MANIFOLD FOR 2 CYLINDER | SHIELD | SD-MF100-80-2 | NOS | 2 | 630 | 206 | 20 | 412 | 0 | FALSE |  |  | 0 | NULL
21.2.1.11 |  | DISCHARGE NOZZLE | SHIELD | SD-NXXX-XX | NOS | 15 | 200 | 66 | 20 | 990 | 0 | FALSE |  |  | 0 | NULL
21.2.1.12 |  | FM200 WARNING SIGNAGE | SHIELD | SD-FM-WARN | SET | 2 | 300 | 99 | 20 | 198 | 0 | FALSE |  |  | 0 | NULL
21.2.2 |  | ELECTRICAL COMPONENTS |  |  |  | 0 | 0 | 0 | 0 | 0 | 0 | FALSE |  |  | 0 | NULL
21.2.2.1 |  | 2 LOOP ADDRESSABLE FIRE EXTINGUISHING PANEL, COMPLETE WITH: 24V DC BACK UP BATTERY WITH 75 AH BATTERY ENCLOSURE 2 NOS. CRM4 RELAY MODULE | Cheetah Xi - FIKE | 10-068-R-2-L | SETS | 1 | 8500 | 2780 | 20 | 2780 | 0 | FALSE |  |  | 0 | NULL
21.2.2.2 |  | PHOTOELECTRIC SMOKE DETECTOR w/base | FIKE | 63-1058 & 63-1061 | NOS | 24 | 450 | 148 | 20 | 3552 | 0 | FALSE |  |  | 0 | NULL
21.2.2.3 |  | ABORT SWITCHES, c/w Back box | FIKE | 10-2965 | NOS | 2 | 360 | 118 | 20 | 236 | 0 | FALSE |  |  | 0 | NULL
21.2.2.4 |  | INTELLIGENT AGENT RELEASE PULL STATION, P/N.# 20-1343 - FIKE WITH BACKBOX | FIKE | 20-1343 | NOS | 2 | 395 | 130 | 20 | 260 | 0 | FALSE |  |  | 0 | NULL
21.2.2.5 |  | BELL, 6" WITH BACKBOX | SHIELD | FB-1000C6 | NOS | 2 | 85 | 28 | 20 | 56 | 0 | FALSE |  |  | 0 | NULL
21.2.2.6 |  | HORN/STROBE, INDOOR, SELECTABLE CANDELA STROBE, WALL MOUNT, RED, UL LISTED, MODEL : SH-HSIR - SHIELD | SHIELD | SH-HSIR | NOS | 2 | 150 | 50 | 20 | 100 | 0 | FALSE |  |  | 0 | NULL
21.2.2.7 |  | STROBE, SELECTABLE CANDELA STROBE, WALL MOUNT, RED, INDOOR, UL LISTED, MODEL: SH-STIR - SHIELD WITH BACKBOX | SHIELD | SH-STIR | NOS | 2 | 125 | 41 | 20 | 82 | 0 | FALSE |  |  | 0 | NULL
21.2.2.8 |  | RELEASE CONTROL MODULE W/ ISOLATOR BASE | FIKE | 55 -053 | NOS | 2 | 1140 | 373 | 20 | 746 | 0 | FALSE |  |  | 0 | NULL
21.2.2.9 |  | MINI MONITOR MODULE W/ ISOLATOR BASE | FIKE | 55 -050 | NOS | 2 | 340 | 112 | 20 | 224 | 0 | FALSE |  |  | 0 | NULL
21.2.2.10 |  | MONITOR MODULE W/ ISOLATOR | FIKE | 55 -046 | NOS | 10 | 380 | 125 | 20 | 1250 | 0 | FALSE |  |  | 0 | NULL
21.2.2.11 |  | CONTROL MODULE W/ ISOLATOR | FIKE | 55 -047 | NOS | 6 | 435 | 143 | 20 | 858 | 0 | FALSE |  |  | 0 | NULL
21.2.2.12 |  | POWER SUPPLY UNIT, 24V DC ,10 Amps, W / battery | FIKE | 10-2829-1-0-01-0-1-01 | NOS | 1 | 1676 | 549 | 20 | 549 | 0 | FALSE |  |  | 0 | NULL
21.2.2.13 |  | REMOTE INDICATOR | FIKE |  | NOS | 12 | 100 | 33 | 20 | 396 | 0 | FALSE |  |  | 0 | NULL
22 |  | BOQ FOR FIREFIGHTING WORKS - MCC 27.7 |  |  |  | 0 | 0 | 0 | 0 | 0 | 0 | FALSE |  |  | 0 | NULL
22.1 |  | Portable Type Fire Extinguishers |  |  |  | 0 | 0 | 0 | 0 | 0 | 0 | FALSE |  |  | 0 | NULL
22.1.1 | 10101210064 | DRY POWDER EXTINGUISHER, PORTABLE PRESSURE TYPE, CAPACITY 6 KG, RED COLOR, ABC 40% DRY CHEMICAL POWDER, FIRE RATING: 34A & 183B, CE/KITEMARK/MED APPROVED, MODEL: NP6 - NAFFCO, UAE. | NAFFCO | NP6 | NOS | 3 | 90 | 27 | 10 | 81 | 0 | FALSE |  |  | 0 | NULL
22.1.2 | 10111210050 | CO2 EXTINGUISHER PORTABLE TYPE, CAPACITY: 5 KG, RED COLOR, FIRE RATING: 55B, CE/KITEMARK/MED/LPCB APPROVED, MODEL: NC 5 - NAFFCO, UAE | NAFFCO | NC 5 | NOS | 3 | 171 | 52 | 10 | 156 | 0 | FALSE |  |  | 0 | NULL
22.2 |  | SHIELD FM 200 FIRE EXTINGUISHING SYSTEM, TOTAL FLOODING, MODULAR, 360 PSI |  |  |  | 0 | 0 | 0 | 5 | 0 | 0 | FALSE |  |  | 0 | NULL
22.2.1 |  | MECHANICAL COMPONENTS (MAIN) |  |  |  | 0 | 0 | 0 | 5 | 0 | 0 | FALSE |  |  | 0 | NULL
22.2.1.1 |  | 369 L HFC227EA AGENT CYLINDER ASSEMBLY COMPLETE WITH: CYLINDER HEAD VALVE WITH PRESSURE GAUGE, PRESSURE SUPERVISORY SWITCH, CYLINDER MOUNTING STRAP, TOP PLUG | SHIELD | SD-369HFC-03 | SET | 2 | 13247 | 4332 | 20 | 8664 | 0 | FALSE |  |  | 0 | NULL
22.2.1.2 |  | SHIELD200 (SD-HFC227EA) AGENT (PER KG) | SHIELD | SD-HFC-227ea | KG | 544 | 70 | 23 | 20 | 12512 | 0 | FALSE |  |  | 0 | NULL
22.2.1.3 |  | 3 INCH (80MM) OUTLET ADAPTOR USED TO 369L CYLINDER VALVE OUTLET | SHIELD | SD-VOA0080 | NOS | 2 | 200 | 66 | 20 | 132 | 0 | FALSE |  |  | 0 | NULL
22.2.1.4 |  | REMOVABLE ELECTRIC ACTUATOR C/W SUPERVISORY SWITCH, 1 INCH CONNECTION, UL LISTED, EXT. MONITORING SWITCH WITH CLAMP, SD-EMS0025 | SHIELD | SD-REA-SS | NOS | 1 | 1690 | 553 | 20 | 553 | 0 | FALSE |  |  | 0 | NULL
22.2.1.5 |  | MANUAL ACTUATOR WITH PUSH TO OPERATE | SHIELD | SD-MA0025 | NOS | 1 | 200 | 66 | 20 | 66 | 0 | FALSE |  |  | 0 | NULL
22.2.1.6 |  | PNEUMATIC ACTUATOR | SHIELD | SD-PA0025 | NOS | 1 | 180 | 59 | 20 | 59 | 0 | FALSE |  |  | 0 | NULL
22.2.1.7 |  | DISCHARGE PRESSURE SWITCH | SHIELD | SD-DPS-B6-95-1 | NOS | 1 | 300 | 99 | 20 | 99 | 0 | FALSE |  |  | 0 | NULL
22.2.1.8 |  | DISCHARGE HOSE 3 INCH (80MM) C/W CHECK VALVE WITH FEMALE SWIVEL FITTINGS | SHIELD | SD-DHCV0080 | NOS | 2 | 2640 | 864 | 20 | 1728 | 0 | FALSE |  |  | 0 | NULL
22.2.1.9 |  | 1/4" PNEUMATIC ACTUATION FLEXIBLE HOSE WITH FEMALE SWIVEL FITTINGS - 1 NO. X 1/4" PNEUMATIC ELBOW USED AT SLAVE CYLINDER VALVE (SD-ELWFH-092) - 6 NOS. X 1/4" NIPPLE USED AT MASTER CYLINDER VALVE (SD-NPFH-090) - 2 NOS. X PNEUMATIC TEE (SD-TFH-091) | SHIELD | SDFLXHS0015 | NOS | 1 | 40 | 14 | 20 | 14 | 0 | FALSE |  |  | 0 | NULL
22.2.1.10 |  | MANIFOLD FOR 2 CYLINDER | SHIELD | SD-MF100-80-2 | NOS | 1 | 630 | 206 | 20 | 206 | 0 | FALSE |  |  | 0 | NULL
22.2.1.11 |  | DISCHARGE NOZZLE | SHIELD | SD-NXXX-XX | NOS | 8 | 200 | 66 | 20 | 528 | 0 | FALSE |  |  | 0 | NULL
22.2.1.12 |  | FM200 WARNING SIGNAGE | SHIELD | SD-FM-WARN | SET | 1 | 300 | 99 | 20 | 99 | 0 | FALSE |  |  | 0 | NULL
22.2.2 |  | ELECTRICAL COMPONENTS |  |  |  | 0 | 0 | 0 | 0 | 0 | 0 | FALSE |  |  | 0 | NULL
22.2.2.1 |  | EXTINGUISHING CONTROL PANEL (2) DETECTION ZONE (1) RELEASE AREA COMPLETE WITH 24 VDC BACK UP BATTERY | SHIELD | AX-T | SET | 1 | 3500 | 1145 | 20 | 1145 | 0 | FALSE |  |  | 0 | NULL
22.2.2.2 |  | CONVENTIONAL PHOTOELECTRIC SMOKE DETECTOR, UL LISTED, MODEL: S-C2011 - SHIELD WITH STANDARD MOUNTING BASE, UL LISTED, MODEL: S-C2001 - SHIELD | SHIELD | S-C2011 / S-C2001 | NOS | 12 | 47 | 16 | 20 | 192 | 0 | FALSE |  |  | 0 | NULL
22.2.2.3 |  | EXTINGUISHING ABORT SWITCH, SURFACE MOUNT, RED, UL LISTED, MODEL: S111R-AB - SHIELD | SHIELD | S111R-AB | NOS | 1 | 275 | 90 | 20 | 90 | 0 | FALSE |  |  | 0 | NULL
22.2.2.4 |  | BELL, 6" WITH BACKBOX | SHIELD | FB-1000C6 | NOS | 1 | 85 | 28 | 20 | 28 | 0 | FALSE |  |  | 0 | NULL
22.2.2.5 |  | HORN/STROBE, INDOOR, SELECTABLE CANDELA STROBE, WALL MOUNT, RED, UL LISTED, MODEL : SH-HSIR - SHIELD | SHIELD | SH-HSIR | NOS | 1 | 150 | 50 | 20 | 50 | 0 | FALSE |  |  | 0 | NULL
22.2.2.6 |  | STROBE, SELECTABLE CANDELA STROBE, WALL MOUNT, RED, INDOOR, UL LISTED, MODEL: SH-STIR - SHIELD WITH BACKBOX | SHIELD | SH-STIR | NOS | 1 | 125 | 41 | 20 | 41 | 0 | FALSE |  |  | 0 | NULL
22.2.2.7 |  | REMOTE INDICATOR | FIKE |  | NOS | 6 | 100 | 33 | 20 | 198 | 0 | FALSE |  |  | 0 | NULL
23 |  | BOQ FOR FIREFIGHTING WORKS - MCC 27.8 |  |  |  | 0 | 0 | 0 | 0 | 0 | 0 | FALSE |  |  | 0 | NULL
23.1 |  | Portable Type Fire Extinguishers |  |  |  | 0 | 0 | 0 | 0 | 0 | 0 | FALSE |  |  | 0 | NULL
23.1.1 | 10101210064 | DRY POWDER EXTINGUISHER, PORTABLE PRESSURE TYPE, CAPACITY 6 KG, RED COLOR, ABC 40% DRY CHEMICAL POWDER, FIRE RATING: 34A & 183B, CE/KITEMARK/MED APPROVED, MODEL: NP6 - NAFFCO, UAE. | NAFFCO | NP6 | NOS | 3 | 90 | 27 | 10 | 81 | 0 | FALSE |  |  | 0 | NULL
23.1.2 | 10111210050 | CO2 EXTINGUISHER PORTABLE TYPE, CAPACITY: 5 KG, RED COLOR, FIRE RATING: 55B, CE/KITEMARK/MED/LPCB APPROVED, MODEL: NC 5 - NAFFCO, UAE | NAFFCO | NC 5 | NOS | 3 | 171 | 52 | 10 | 156 | 0 | FALSE |  |  | 0 | NULL
23.2 |  | SHIELD FM 200 FIRE EXTINGUISHING SYSTEM, TOTAL FLOODING, MODULAR, 360 PSI |  |  |  | 0 | 0 | 0 | 5 | 0 | 0 | FALSE |  |  | 0 | NULL
23.2.1 |  | MECHANICAL COMPONENTS (MAIN) |  |  |  | 0 | 0 | 0 | 5 | 0 | 0 | FALSE |  |  | 0 | NULL
23.2.1.1 |  | 369 L HFC227EA AGENT CYLINDER ASSEMBLY COMPLETE WITH: CYLINDER HEAD VALVE WITH PRESSURE GAUGE, PRESSURE SUPERVISORY SWITCH, CYLINDER MOUNTING STRAP, TOP PLUG | SHIELD | SD-369HFC-03 | SET | 4 | 13247 | 4332 | 20 | 17328 | 0 | FALSE |  |  | 0 | NULL
23.2.1.2 |  | SHIELD200 (SD-HFC227EA) AGENT (PER KG) | SHIELD | SD-HFC-227ea | KG | 828 | 70 | 23 | 20 | 19044 | 0 | FALSE |  |  | 0 | NULL
23.2.1.3 |  | 3 INCH (80MM) OUTLET ADAPTOR USED TO 369L CYLINDER VALVE OUTLET | SHIELD | SD-VOA0080 | NOS | 4 | 200 | 66 | 20 | 264 | 0 | FALSE |  |  | 0 | NULL
23.2.1.4 |  | REMOVABLE ELECTRIC ACTUATOR C/W SUPERVISORY SWITCH, 1 INCH CONNECTION, UL LISTED, EXT. MONITORING SWITCH WITH CLAMP, SD-EMS0025 | SHIELD | SD-REA-SS | NOS | 2 | 1690 | 553 | 20 | 1106 | 0 | FALSE |  |  | 0 | NULL
23.2.1.5 |  | MANUAL ACTUATOR WITH PUSH TO OPERATE | SHIELD | SD-MA0025 | NOS | 2 | 200 | 66 | 20 | 132 | 0 | FALSE |  |  | 0 | NULL
23.2.1.6 |  | PNEUMATIC ACTUATOR | SHIELD | SD-PA0025 | NOS | 2 | 180 | 59 | 20 | 118 | 0 | FALSE |  |  | 0 | NULL
23.2.1.7 |  | DISCHARGE PRESSURE SWITCH | SHIELD | SD-DPS-B6-95-1 | NOS | 2 | 300 | 99 | 20 | 198 | 0 | FALSE |  |  | 0 | NULL
23.2.1.8 |  | DISCHARGE HOSE 3 INCH (80MM) C/W CHECK VALVE WITH FEMALE SWIVEL FITTINGS | SHIELD | SD-DHCV0080 | NOS | 4 | 2640 | 864 | 20 | 3456 | 0 | FALSE |  |  | 0 | NULL
23.2.1.9 |  | 1/4" PNEUMATIC ACTUATION FLEXIBLE HOSE WITH FEMALE SWIVEL FITTINGS - 1 NO. X 1/4" PNEUMATIC ELBOW USED AT SLAVE CYLINDER VALVE (SD-ELWFH-092) - 6 NOS. X 1/4" NIPPLE USED AT MASTER CYLINDER VALVE (SD-NPFH-090) - 2 NOS. X PNEUMATIC TEE (SD-TFH-091) | SHIELD | SDFLXHS0015 | NOS | 2 | 40 | 14 | 20 | 28 | 0 | FALSE |  |  | 0 | NULL
23.2.1.10 |  | MANIFOLD FOR 4 CYLINDER | SHIELD | SD-MF100-80-4 | NOS | 2 | 880 | 288 | 20 | 576 | 0 | FALSE |  |  | 0 | NULL
23.2.1.11 |  | DISCHARGE NOZZLE | SHIELD | SD-NXXX-XX | NOS | 12 | 200 | 66 | 20 | 792 | 0 | FALSE |  |  | 0 | NULL
23.2.1.12 |  | FM200 WARNING SIGNAGE | SHIELD | SD-FM-WARN | SET | 2 | 300 | 99 | 20 | 198 | 0 | FALSE |  |  | 0 | NULL
23.2.2 |  | ELECTRICAL COMPONENTS |  |  |  | 0 | 0 | 0 | 0 | 0 | 0 | FALSE |  |  | 0 | NULL
23.2.2.1 |  | 2 LOOP ADDRESSABLE FIRE EXTINGUISHING PANEL, COMPLETE WITH: 24V DC BACK UP BATTERY WITH 75 AH BATTERY ENCLOSURE 2 NOS. CRM4 RELAY MODULE | Cheetah Xi - FIKE | 10-068-R-2-L | SETS | 1 | 8500 | 2780 | 20 | 2780 | 0 | FALSE |  |  | 0 | NULL
23.2.2.2 |  | PHOTOELECTRIC SMOKE DETECTOR w/base | FIKE | 63-1058 & 63-1061 | NOS | 20 | 450 | 148 | 20 | 2960 | 0 | FALSE |  |  | 0 | NULL
23.2.2.3 |  | ABORT SWITCHES, c/w Back box | FIKE | 10-2965 | NOS | 2 | 360 | 118 | 20 | 236 | 0 | FALSE |  |  | 0 | NULL
23.2.2.4 |  | INTELLIGENT AGENT RELEASE PULL STATION, P/N.# 20-1343 - FIKE WITH BACKBOX | FIKE | 20-1343 | NOS | 2 | 395 | 130 | 20 | 260 | 0 | FALSE |  |  | 0 | NULL
23.2.2.5 |  | BELL, 6" WITH BACKBOX | SHIELD | FB-1000C6 | NOS | 2 | 85 | 28 | 20 | 56 | 0 | FALSE |  |  | 0 | NULL
23.2.2.6 |  | HORN/STROBE, INDOOR, SELECTABLE CANDELA STROBE, WALL MOUNT, RED, UL LISTED, MODEL : SH-HSIR - SHIELD | SHIELD | SH-HSIR | NOS | 2 | 150 | 50 | 20 | 100 | 0 | FALSE |  |  | 0 | NULL
23.2.2.7 |  | STROBE, SELECTABLE CANDELA STROBE, WALL MOUNT, RED, INDOOR, UL LISTED, MODEL: SH-STIR - SHIELD WITH BACKBOX | SHIELD | SH-STIR | NOS | 2 | 125 | 41 | 20 | 82 | 0 | FALSE |  |  | 0 | NULL
23.2.2.8 |  | RELEASE CONTROL MODULE W/ ISOLATOR BASE | FIKE | 55 -053 | NOS | 2 | 1140 | 373 | 20 | 746 | 0 | FALSE |  |  | 0 | NULL
23.2.2.9 |  | MINI MONITOR MODULE W/ ISOLATOR BASE | FIKE | 55 -050 | NOS | 2 | 340 | 112 | 20 | 224 | 0 | FALSE |  |  | 0 | NULL
23.2.2.10 |  | MONITOR MODULE W/ ISOLATOR | FIKE | 55 -046 | NOS | 10 | 380 | 125 | 20 | 1250 | 0 | FALSE |  |  | 0 | NULL
23.2.2.11 |  | CONTROL MODULE W/ ISOLATOR | FIKE | 55 -047 | NOS | 6 | 435 | 143 | 20 | 858 | 0 | FALSE |  |  | 0 | NULL
23.2.2.12 |  | POWER SUPPLY UNIT, 24V DC ,10 Amps, W / battery | FIKE | 10-2829-1-0-01-0-1-01 | NOS | 1 | 1676 | 549 | 20 | 549 | 0 | FALSE |  |  | 0 | NULL
23.2.2.13 |  | REMOTE INDICATOR | FIKE |  | NOS | 10 | 100 | 33 | 20 | 330 | 0 | FALSE |  |  | 0 | NULL
24 |  | BOQ FOR FIREFIGHTING WORKS - MCC 27.9 |  |  |  | 0 | 0 | 0 | 0 | 0 | 0 | FALSE |  |  | 0 | NULL
24.1 |  | Portable Type Fire Extinguishers |  |  |  | 0 | 0 | 0 | 0 | 0 | 0 | FALSE |  |  | 0 | NULL
24.1.1 | 10101210064 | DRY POWDER EXTINGUISHER, PORTABLE PRESSURE TYPE, CAPACITY 6 KG, RED COLOR, ABC 40% DRY CHEMICAL POWDER, FIRE RATING: 34A & 183B, CE/KITEMARK/MED APPROVED, MODEL: NP6 - NAFFCO, UAE. | NAFFCO | NP6 | NOS | 3 | 90 | 27 | 10 | 81 | 0 | FALSE |  |  | 0 | NULL
24.1.2 | 10111210050 | CO2 EXTINGUISHER PORTABLE TYPE, CAPACITY: 5 KG, RED COLOR, FIRE RATING: 55B, CE/KITEMARK/MED/LPCB APPROVED, MODEL: NC 5 - NAFFCO, UAE | NAFFCO | NC 5 | NOS | 3 | 171 | 52 | 10 | 156 | 0 | FALSE |  |  | 0 | NULL
24.2 |  | SHIELD FM 200 FIRE EXTINGUISHING SYSTEM, TOTAL FLOODING, MODULAR, 360 PSI |  |  |  | 0 | 0 | 0 | 5 | 0 | 0 | FALSE |  |  | 0 | NULL
24.2.1 |  | MECHANICAL COMPONENTS (MAIN) |  |  |  | 0 | 0 | 0 | 5 | 0 | 0 | FALSE |  |  | 0 | NULL
24.2.1.1 |  | 147 L HFC227EA AGENT CYLINDER ASSEMBLY COMPLETE WITH: CYLINDER HEAD VALVE WITH PRESSURE GAUGE, PRESSURE SUPERVISORY SWITCH, CYLINDER MOUNTING STRAP, TOP PLUG | SHIELD | SD-147HFC-02 | SET | 3 | 6567 | 2148 | 20 | 6444 | 0 | FALSE |  |  | 0 | NULL
24.2.1.2 |  | SHIELD200 (SD-HFC227EA) AGENT (PER KG) | SHIELD | SD-HFC-227ea | KG | 330 | 70 | 23 | 20 | 7590 | 0 | FALSE |  |  | 0 | NULL
24.2.1.3 |  | REMOVABLE ELECTRIC ACTUATOR C/W SUPERVISORY SWITCH, 1 INCH CONNECTION, UL LISTED, EXT. MONITORING SWITCH WITH CLAMP, SD-EMS0025 | SHIELD | SD-REA-SS | NOS | 1 | 1690 | 553 | 20 | 553 | 0 | FALSE |  |  | 0 | NULL
24.2.1.4 |  | MANUAL ACTUATOR WITH PUSH TO OPERATE | SHIELD | SD-MA0025 | NOS | 1 | 200 | 66 | 20 | 66 | 0 | FALSE |  |  | 0 | NULL
24.2.1.5 |  | PNEUMATIC ACTUATOR | SHIELD | SD-PA0025 | NOS | 2 | 180 | 59 | 20 | 118 | 0 | FALSE |  |  | 0 | NULL
24.2.1.6 |  | DISCHARGE PRESSURE SWITCH | SHIELD | SD-DPS-B6-95-1 | NOS | 1 | 300 | 99 | 20 | 99 | 0 | FALSE |  |  | 0 | NULL
24.2.1.7 |  | DISCHARGE HOSE 2 INCH (50MM) WITH FEMALE SWIVEL FITTINGS | SHIELD | SD-DH0050 | NOS | 3 | 480 | 157 | 20 | 471 | 0 | FALSE |  |  | 0 | NULL
24.2.1.8 |  | 2 INCH (50MM) CHECK VALVE | SHIELD | SD-CV0050 | NOS | 3 | 430 | 141 | 20 | 423 | 0 | FALSE |  |  | 0 | NULL
24.2.1.9 |  | 1/4" PNEUMATIC ACTUATION FLEXIBLE HOSE WITH FEMALE SWIVEL FITTINGS - 1 NO. X 1/4" PNEUMATIC ELBOW USED AT SLAVE CYLINDER VALVE (SD-ELWFH-092) - 6 NOS. X 1/4" NIPPLE USED AT MASTER CYLINDER VALVE (SD-NPFH-090) - 2 NOS. X PNEUMATIC TEE (SD-TFH-091) | SHIELD | SDFLXHS0015 | NOS | 2 | 40 | 14 | 20 | 28 | 0 | FALSE |  |  | 0 | NULL
24.2.1.10 |  | MANIFOLD FOR 3 CYLINDER | SHIELD | SD-MF100-65-3 | NOS | 1 | 880 | 288 | 20 | 288 | 0 | FALSE |  |  | 0 | NULL
24.2.1.11 |  | DISCHARGE NOZZLE | SHIELD | SD-NXXX-XX | NOS | 5 | 200 | 66 | 20 | 330 | 0 | FALSE |  |  | 0 | NULL
24.2.1.12 |  | FM200 WARNING SIGNAGE | SHIELD | SD-FM-WARN | SET | 1 | 300 | 99 | 20 | 99 | 0 | FALSE |  |  | 0 | NULL
24.2.2 |  | ELECTRICAL COMPONENTS |  |  |  | 0 | 0 | 0 | 0 | 0 | 0 | FALSE |  |  | 0 | NULL
24.2.2.1 |  | EXTINGUISHING CONTROL PANEL (2) DETECTION ZONE (1) RELEASE AREA COMPLETE WITH 24 VDC BACK UP BATTERY | SHIELD | AX-T | SET | 1 | 3500 | 1145 | 20 | 1145 | 0 | FALSE |  |  | 0 | NULL
24.2.2.2 |  | CONVENTIONAL PHOTOELECTRIC SMOKE DETECTOR, UL LISTED, MODEL: S-C2011 - SHIELD WITH STANDARD MOUNTING BASE, UL LISTED, MODEL: S-C2001 - SHIELD | SHIELD | S-C2011 / S-C2001 | NOS | 8 | 47 | 16 | 20 | 128 | 0 | FALSE |  |  | 0 | NULL
24.2.2.3 |  | EXTINGUISHING ABORT SWITCH, SURFACE MOUNT, RED, UL LISTED, MODEL: S111R-AB - SHIELD | SHIELD | S111R-AB | NOS | 1 | 275 | 90 | 20 | 90 | 0 | FALSE |  |  | 0 | NULL
24.2.2.4 |  | BELL, 6" WITH BACKBOX | SHIELD | FB-1000C6 | NOS | 1 | 85 | 28 | 20 | 28 | 0 | FALSE |  |  | 0 | NULL
24.2.2.5 |  | HORN/STROBE, INDOOR, SELECTABLE CANDELA STROBE, WALL MOUNT, RED, UL LISTED, MODEL : SH-HSIR - SHIELD | SHIELD | SH-HSIR | NOS | 1 | 150 | 50 | 20 | 50 | 0 | FALSE |  |  | 0 | NULL
24.2.2.6 |  | STROBE, SELECTABLE CANDELA STROBE, WALL MOUNT, RED, INDOOR, UL LISTED, MODEL: SH-STIR - SHIELD WITH BACKBOX | SHIELD | SH-STIR | NOS | 1 | 125 | 41 | 20 | 41 | 0 | FALSE |  |  | 0 | NULL
24.2.2.7 |  | REMOTE INDICATOR | FIKE |  | NOS | 4 | 100 | 33 | 20 | 132 | 0 | FALSE |  |  | 0 | NULL
25 |  | BOQ FOR FIREFIGHTING WORKS - MCC 27.10 |  |  |  | 0 | 0 | 0 | 0 | 0 | 0 | FALSE |  |  | 0 | NULL
25.1 |  | Portable Type Fire Extinguishers |  |  |  | 0 | 0 | 0 | 0 | 0 | 0 | FALSE |  |  | 0 | NULL
25.1.1 | 10101210064 | DRY POWDER EXTINGUISHER, PORTABLE PRESSURE TYPE, CAPACITY 6 KG, RED COLOR, ABC 40% DRY CHEMICAL POWDER, FIRE RATING: 34A & 183B, CE/KITEMARK/MED APPROVED, MODEL: NP6 - NAFFCO, UAE. | NAFFCO | NP6 | NOS | 3 | 90 | 27 | 10 | 81 | 0 | FALSE |  |  | 0 | NULL
25.1.2 | 10111210050 | CO2 EXTINGUISHER PORTABLE TYPE, CAPACITY: 5 KG, RED COLOR, FIRE RATING: 55B, CE/KITEMARK/MED/LPCB APPROVED, MODEL: NC 5 - NAFFCO, UAE | NAFFCO | NC 5 | NOS | 3 | 171 | 52 | 10 | 156 | 0 | FALSE |  |  | 0 | NULL
25.2 |  | SHIELD FM 200 FIRE EXTINGUISHING SYSTEM, TOTAL FLOODING, MODULAR, 360 PSI |  |  |  | 0 | 0 | 0 | 5 | 0 | 0 | FALSE |  |  | 0 | NULL
25.2.1 |  | MECHANICAL COMPONENTS (MAIN) |  |  |  | 0 | 0 | 0 | 5 | 0 | 0 | FALSE |  |  | 0 | NULL
25.2.1.1 |  | 147 L HFC227EA AGENT CYLINDER ASSEMBLY COMPLETE WITH: CYLINDER HEAD VALVE WITH PRESSURE GAUGE, PRESSURE SUPERVISORY SWITCH, CYLINDER MOUNTING STRAP, TOP PLUG | SHIELD | SD-147HFC-02 | SET | 3 | 6567 | 2148 | 20 | 6444 | 0 | FALSE |  |  | 0 | NULL
25.2.1.2 |  | SHIELD200 (SD-HFC227EA) AGENT (PER KG) | SHIELD | SD-HFC-227ea | KG | 346 | 70 | 23 | 20 | 7958 | 0 | FALSE |  |  | 0 | NULL
25.2.1.3 |  | REMOVABLE ELECTRIC ACTUATOR C/W SUPERVISORY SWITCH, 1 INCH CONNECTION, UL LISTED, EXT. MONITORING SWITCH WITH CLAMP, SD-EMS0025 | SHIELD | SD-REA-SS | NOS | 1 | 1690 | 553 | 20 | 553 | 0 | FALSE |  |  | 0 | NULL
25.2.1.4 |  | MANUAL ACTUATOR WITH PUSH TO OPERATE | SHIELD | SD-MA0025 | NOS | 1 | 200 | 66 | 20 | 66 | 0 | FALSE |  |  | 0 | NULL
25.2.1.5 |  | PNEUMATIC ACTUATOR | SHIELD | SD-PA0025 | NOS | 2 | 180 | 59 | 20 | 118 | 0 | FALSE |  |  | 0 | NULL
25.2.1.6 |  | DISCHARGE PRESSURE SWITCH | SHIELD | SD-DPS-B6-95-1 | NOS | 1 | 300 | 99 | 20 | 99 | 0 | FALSE |  |  | 0 | NULL
25.2.1.7 |  | 3 INCH (80MM) OUTLET ADAPTOR USED TO 369L CYLINDER VALVE OUTLET | SHIELD | SD-VOA0080 | NOS | 3 | 200 | 66 | 20 | 198 | 0 | FALSE |  |  | 0 | NULL
25.2.1.8 |  | 2 INCH (50MM) CHECK VALVE | SHIELD | SD-CV0050 | NOS | 3 | 430 | 141 | 20 | 423 | 0 | FALSE |  |  | 0 | NULL
25.2.1.9 |  | 1/4" PNEUMATIC ACTUATION FLEXIBLE HOSE WITH FEMALE SWIVEL FITTINGS - 1 NO. X 1/4" PNEUMATIC ELBOW USED AT SLAVE CYLINDER VALVE (SD-ELWFH-092) - 6 NOS. X 1/4" NIPPLE USED AT MASTER CYLINDER VALVE (SD-NPFH-090) - 2 NOS. X PNEUMATIC TEE (SD-TFH-091) | SHIELD | SDFLXHS0015 | NOS | 2 | 40 | 14 | 20 | 28 | 0 | FALSE |  |  | 0 | NULL
25.2.1.10 |  | MANIFOLD FOR 2 CYLINDER | SHIELD | SD-MF100-80-2 | NOS | 1 | 630 | 206 | 20 | 206 | 0 | FALSE |  |  | 0 | NULL
25.2.1.11 |  | DISCHARGE NOZZLE | SHIELD | SD-NXXX-XX | NOS | 5 | 200 | 66 | 20 | 330 | 0 | FALSE |  |  | 0 | NULL
25.2.1.12 |  | FM200 WARNING SIGNAGE | SHIELD | SD-FM-WARN | SET | 1 | 300 | 99 | 20 | 99 | 0 | FALSE |  |  | 0 | NULL
25.2.2 |  | ELECTRICAL COMPONENTS |  |  |  | 0 | 0 | 0 | 0 | 0 | 0 | FALSE |  |  | 0 | NULL
25.2.2.1 |  | EXTINGUISHING CONTROL PANEL (2) DETECTION ZONE (1) RELEASE AREA COMPLETE WITH 24 VDC BACK UP BATTERY | SHIELD | AX-T | SET | 1 | 3500 | 1145 | 20 | 1145 | 0 | FALSE |  |  | 0 | NULL
25.2.2.2 |  | CONVENTIONAL PHOTOELECTRIC SMOKE DETECTOR, UL LISTED, MODEL: S-C2011 - SHIELD WITH STANDARD MOUNTING BASE, UL LISTED, MODEL: S-C2001 - SHIELD | SHIELD | S-C2011 / S-C2001 | NOS | 8 | 47 | 16 | 20 | 128 | 0 | FALSE |  |  | 0 | NULL
25.2.2.3 |  | EXTINGUISHING ABORT SWITCH, SURFACE MOUNT, RED, UL LISTED, MODEL: S111R-AB - SHIELD | SHIELD | S111R-AB | NOS | 1 | 275 | 90 | 20 | 90 | 0 | FALSE |  |  | 0 | NULL
25.2.2.4 |  | BELL, 6" WITH BACKBOX | SHIELD | FB-1000C6 | NOS | 1 | 85 | 28 | 20 | 28 | 0 | FALSE |  |  | 0 | NULL
25.2.2.5 |  | HORN/STROBE, INDOOR, SELECTABLE CANDELA STROBE, WALL MOUNT, RED, UL LISTED, MODEL : SH-HSIR - SHIELD | SHIELD | SH-HSIR | NOS | 1 | 150 | 50 | 20 | 50 | 0 | FALSE |  |  | 0 | NULL
25.2.2.6 |  | STROBE, SELECTABLE CANDELA STROBE, WALL MOUNT, RED, INDOOR, UL LISTED, MODEL: SH-STIR - SHIELD WITH BACKBOX | SHIELD | SH-STIR | NOS | 1 | 125 | 41 | 20 | 41 | 0 | FALSE |  |  | 0 | NULL
25.2.2.7 |  | REMOTE INDICATOR | FIKE |  | NOS | 4 | 100 | 33 | 20 | 132 | 0 | FALSE |  |  | 0 | NULL
26 |  | BOQ FOR FIREFIGHTING WORKS - Pre Areation Blower Building |  |  |  | 0 | 0 | 0 | 0 | 0 | 0 | FALSE |  |  | 0 | NULL
26.1 |  | Portable Type Fire Extinguishers |  |  |  | 0 | 0 | 0 | 0 | 0 | 0 | FALSE |  |  | 0 | NULL
26.1.1 | 10101210064 | DRY POWDER EXTINGUISHER, PORTABLE PRESSURE TYPE, CAPACITY 6 KG, RED COLOR, ABC 40% DRY CHEMICAL POWDER, FIRE RATING: 34A & 183B, CE/KITEMARK/MED APPROVED, MODEL: NP6 - NAFFCO, UAE. | NAFFCO | NP6 | NOS | 3 | 90 | 27 | 10 | 81 | 0 | FALSE |  |  | 0 | NULL
26.1.2 | 10111210050 | CO2 EXTINGUISHER PORTABLE TYPE, CAPACITY: 5 KG, RED COLOR, FIRE RATING: 55B, CE/KITEMARK/MED/LPCB APPROVED, MODEL: NC 5 - NAFFCO, UAE | NAFFCO | NC 5 | NOS | 3 | 171 | 52 | 10 | 156 | 0 | FALSE |  |  | 0 | NULL
27 |  | BOQ FOR FIREFIGHTING WORKS - SAS Blower Building |  |  |  | 0 | 0 | 0 | 0 | 0 | 0 | FALSE |  |  | 0 | NULL
27.1 |  | Portable Type Fire Extinguishers |  |  |  | 0 | 0 | 0 | 0 | 0 | 0 | FALSE |  |  | 0 | NULL
27.1 | 10101210064 | DRY POWDER EXTINGUISHER, PORTABLE PRESSURE TYPE, CAPACITY 6 KG, RED COLOR, ABC 40% DRY CHEMICAL POWDER, FIRE RATING: 34A & 183B, CE/KITEMARK/MED APPROVED, MODEL: NP6 - NAFFCO, UAE. | NAFFCO | NP6 | NOS | 1 | 90 | 27 | 10 | 27 | 0 | FALSE |  |  | 0 | NULL
27.2 | 10111210050 | CO2 EXTINGUISHER PORTABLE TYPE, CAPACITY: 5 KG, RED COLOR, FIRE RATING: 55B, CE/KITEMARK/MED/LPCB APPROVED, MODEL: NC 5 - NAFFCO, UAE | NAFFCO | NC 5 | NOS | 1 | 171 | 52 | 10 | 52 | 0 | FALSE |  |  | 0 | NULL
28 |  | BOQ FOR FIREFIGHTING WORKS - TSE pumping Station -01 |  |  |  | 0 | 0 | 0 | 0 | 0 | 0 | FALSE |  |  | 0 | NULL
28.1 |  | Portable Type Fire Extinguishers |  |  |  | 0 | 0 | 0 | 0 | 0 | 0 | FALSE |  |  | 0 | NULL
28.1.1 | 10101210064 | DRY POWDER EXTINGUISHER, PORTABLE PRESSURE TYPE, CAPACITY 6 KG, RED COLOR, ABC 40% DRY CHEMICAL POWDER, FIRE RATING: 34A & 183B, CE/KITEMARK/MED APPROVED, MODEL: NP6 - NAFFCO, UAE. | NAFFCO | NP6 | NOS | 3 | 90 | 27 | 10 | 81 | 0 | FALSE |  |  | 0 | NULL
28.1.2 | 10111210050 | CO2 EXTINGUISHER PORTABLE TYPE, CAPACITY: 5 KG, RED COLOR, FIRE RATING: 55B, CE/KITEMARK/MED/LPCB APPROVED, MODEL: NC 5 - NAFFCO, UAE | NAFFCO | NC 5 | NOS | 3 | 171 | 52 | 10 | 156 | 0 | FALSE |  |  | 0 | NULL
29 |  | BOQ FOR FIREFIGHTING WORKS - TSE pumping Station -02 |  |  |  | 0 | 0 | 0 | 0 | 0 | 0 | FALSE |  |  | 0 | NULL
29.1 |  | Portable Type Fire Extinguishers |  |  |  | 0 | 0 | 0 | 0 | 0 | 0 | FALSE |  |  | 0 | NULL
29.1.1 | 10101210064 | DRY POWDER EXTINGUISHER, PORTABLE PRESSURE TYPE, CAPACITY 6 KG, RED COLOR, ABC 40% DRY CHEMICAL POWDER, FIRE RATING: 34A & 183B, CE/KITEMARK/MED APPROVED, MODEL: NP6 - NAFFCO, UAE. | NAFFCO | NP6 | NOS | 2 | 90 | 27 | 10 | 54 | 0 | FALSE |  |  | 0 | NULL
29.1.2 | 10111210050 | CO2 EXTINGUISHER PORTABLE TYPE, CAPACITY: 5 KG, RED COLOR, FIRE RATING: 55B, CE/KITEMARK/MED/LPCB APPROVED, MODEL: NC 5 - NAFFCO, UAE | NAFFCO | NC 5 | NOS | 2 | 171 | 52 | 10 | 104 | 0 | FALSE |  |  | 0 | NULL
30 |  | BOQ FOR FIREFIGHTING WORKS - TSE pumping Station -03 |  |  |  | 0 | 0 | 0 | 0 | 0 | 0 | FALSE |  |  | 0 | NULL
30.1 |  | Portable Type Fire Extinguishers |  |  |  | 0 | 0 | 0 | 0 | 0 | 0 | FALSE |  |  | 0 | NULL
30.1.1 | 10101210064 | DRY POWDER EXTINGUISHER, PORTABLE PRESSURE TYPE, CAPACITY 6 KG, RED COLOR, ABC 40% DRY CHEMICAL POWDER, FIRE RATING: 34A & 183B, CE/KITEMARK/MED APPROVED, MODEL: NP6 - NAFFCO, UAE. | NAFFCO | NP6 | NOS | 1 | 90 | 27 | 10 | 27 | 0 | FALSE |  |  | 0 | NULL
30.1.2 | 10111210050 | CO2 EXTINGUISHER PORTABLE TYPE, CAPACITY: 5 KG, RED COLOR, FIRE RATING: 55B, CE/KITEMARK/MED/LPCB APPROVED, MODEL: NC 5 - NAFFCO, UAE | NAFFCO | NC 5 | NOS | 1 | 171 | 52 | 10 | 52 | 0 | FALSE |  |  | 0 | NULL
31 |  | BOQ FOR FIREFIGHTING WORKS - Ultrafilteration building |  |  |  | 0 | 0 | 0 | 0 | 0 | 0 | FALSE |  |  | 0 | NULL
31.1 |  | Portable Type Fire Extinguishers |  |  |  | 0 | 0 | 0 | 0 | 0 | 0 | FALSE |  |  | 0 | NULL
31.1.1 | 10101210064 | DRY POWDER EXTINGUISHER, PORTABLE PRESSURE TYPE, CAPACITY 6 KG, RED COLOR, ABC 40% DRY CHEMICAL POWDER, FIRE RATING: 34A & 183B, CE/KITEMARK/MED APPROVED, MODEL: NP6 - NAFFCO, UAE. | NAFFCO | NP6 | NOS | 14 | 90 | 27 | 10 | 378 | 0 | FALSE |  |  | 0 | NULL
31.1.2 | 10111210050 | CO2 EXTINGUISHER PORTABLE TYPE, CAPACITY: 5 KG, RED COLOR, FIRE RATING: 55B, CE/KITEMARK/MED/LPCB APPROVED, MODEL: NC 5 - NAFFCO, UAE | NAFFCO | NC 5 | NOS | 14 | 171 | 52 | 10 | 728 | 0 | FALSE |  |  | 0 | NULL
31.1.3 | 10104210025 | 25 KG DRY POWDER TROLLEY FIRE EXTINGUISHER KITEMARK, BSI & LPCB | NAFFCO | NTP25 | NOS | 1 | 550 | 165 | 10 | 165 | 0 | FALSE |  |  | 0 | NULL
32 |  | BOQ FOR FIREFIGHTING WORKS - Sludge Thickening Building |  |  |  | 0 | 0 | 0 | 0 | 0 | 0 | FALSE |  |  | 0 | NULL
32.1 |  | Portable Type Fire Extinguishers |  |  |  | 0 | 0 | 0 | 0 | 0 | 0 | FALSE |  |  | 0 | NULL
32.1.1 | 10101210064 | DRY POWDER EXTINGUISHER, PORTABLE PRESSURE TYPE, CAPACITY 6 KG, RED COLOR, ABC 40% DRY CHEMICAL POWDER, FIRE RATING: 34A & 183B, CE/KITEMARK/MED APPROVED, MODEL: NP6 - NAFFCO, UAE. | NAFFCO | NP6 | NOS | 4 | 90 | 27 | 10 | 108 | 0 | FALSE |  |  | 0 | NULL
32.1.2 | 10111210050 | CO2 EXTINGUISHER PORTABLE TYPE, CAPACITY: 5 KG, RED COLOR, FIRE RATING: 55B, CE/KITEMARK/MED/LPCB APPROVED, MODEL: NC 5 - NAFFCO, UAE | NAFFCO | NC 5 | NOS | 4 | 171 | 52 | 10 | 208 | 0 | FALSE |  |  | 0 | NULL
33 |  | BOQ FOR FIREFIGHTING WORKS - SS 21.1 |  |  |  | 0 | 0 | 0 | 0 | 0 | 0 | FALSE |  |  | 0 | NULL
33.1 |  | Portable Type Fire Extinguishers |  |  |  | 0 | 0 | 0 | 0 | 0 | 0 | FALSE |  |  | 0 | NULL
33.1.1 | 10101210064 | DRY POWDER EXTINGUISHER, PORTABLE PRESSURE TYPE, CAPACITY 6 KG, RED COLOR, ABC 40% DRY CHEMICAL POWDER, FIRE RATING: 34A & 183B, CE/KITEMARK/MED APPROVED, MODEL: NP6 - NAFFCO, UAE. | NAFFCO | NP6 | NOS | 16 | 90 | 27 | 10 | 432 | 0 | FALSE |  |  | 0 | NULL
33.1.2 | 10111210050 | CO2 EXTINGUISHER PORTABLE TYPE, CAPACITY: 5 KG, RED COLOR, FIRE RATING: 55B, CE/KITEMARK/MED/LPCB APPROVED, MODEL: NC 5 - NAFFCO, UAE | NAFFCO | NC 5 | NOS | 17 | 171 | 52 | 10 | 884 | 0 | FALSE |  |  | 0 | NULL
33.1.3 | 10104210025 | 25 KG DRY POWDER TROLLEY FIRE EXTINGUISHER KITEMARK, BSI & LPCB | NAFFCO | NTP25 | NOS | 1 | 550 | 165 | 10 | 165 | 0 | FALSE |  |  | 0 | NULL
33.2 |  | FIRE HOSE REEL |  |  |  | 0 | 0 | 0 | 0 | 0 | 0 | FALSE |  |  | 0 | NULL
33.2.1 |  | DOUBLE VERTICAL HOSE REEL CABINET, SURFACE MOUNTED, SOLID DOOR, COMPLETE ELECTRO GALVANIZED SHEET, SIZE: 1490 X 720 X 280 - NAFFCO | NAFFCO |  | NOS | 2 | 500 | 150 | 10 | 300 | 0 | FALSE |  |  | 0 | NULL
33.2.2 | 10911512130 | HOSE RACK ASSEMBLY 2-1/2" X 30 MTR. C/W ANGLE VALVE, WHITE POLYFLEX HOSE AND FOG NOZZLE, FM APPROVED, MODEL: NHR 64V - NAFFCO | NAFFCO | NHR 64V | NOS | 2 | 1118 | 336 | 10 | 672 | 0 | FALSE |  |  | 0 | NULL
33.2.3 | 10651110330 | FIRE HOSE REEL 1" X 30 MTR. CABINET MOUNTED, SWINGING MANUAL WITH PLASTIC NOZZLE, CONFORMING TO BS EN 671-1:2012, CE0086, MODEL: 25 NFH-020M, "KITE MARKED"/LPCB APPROVED - NAFFCO | NAFFCO | 25NFH-020M | NOS | 2 | 394 | 119 | 10 | 238 | 0 | FALSE |  |  | 0 | NULL
33.2.4 | 10101210064 | DRY POWDER EXTINGUISHER, PORTABLE PRESSURE TYPE, CAPACITY 6 KG, RED COLOR, ABC 40% DRY CHEMICAL POWDER, FIRE RATING: 34A & 183B, CE/KITEMARK/MED APPROVED, MODEL: NP6 - NAFFCO, UAE. | NAFFCO | NP6 | NOS | 2 | 90 | 27 | 10 | 54 | 0 | FALSE |  |  | 0 | NULL
33.2.5 | 10111210050 | CO2 EXTINGUISHER PORTABLE TYPE, CAPACITY: 5 KG, RED COLOR, FIRE RATING: 55B, CE/KITEMARK/MED/LPCB APPROVED, MODEL: NC 5 - NAFFCO, UAE | NAFFCO | NC 5 | NOS | 2 | 171 | 52 | 10 | 104 | 0 | FALSE |  |  | 0 | NULL
33.3 |  | SHIELD FM 200 FIRE EXTINGUISHING SYSTEM, TOTAL FLOODING, MODULAR, 360 PSI - SS 21.1 - ROOM 1 |  |  |  | 0 | 0 | 0 | 5 | 0 | 0 | FALSE |  |  | 0 | NULL
33.3.1 |  | MECHANICAL COMPONENTS (MAIN) |  |  |  | 0 | 0 | 0 | 5 | 0 | 0 | FALSE |  |  | 0 | NULL
33.3.1.1 |  | 369 L HFC227EA AGENT CYLINDER ASSEMBLY COMPLETE WITH: CYLINDER HEAD VALVE WITH PRESSURE GAUGE, PRESSURE SUPERVISORY SWITCH, CYLINDER MOUNTING STRAP, TOP PLUG | SHIELD | SD-369HFC-03 | SET | 4 | 13247 | 4332 | 20 | 17328 | 0 | FALSE |  |  | 0 | NULL
33.3.1.2 |  | SHIELD200 (SD-HFC227EA) AGENT (PER KG) | SHIELD | SD-HFC-227ea | KG | 1036 | 70 | 23 | 20 | 23828 | 0 | FALSE |  |  | 0 | NULL
33.3.1.3 |  | 3 INCH (80MM) OUTLET ADAPTOR USED TO 369L CYLINDER VALVE OUTLET | SHIELD | SD-VOA0080 | NOS | 4 | 200 | 66 | 20 | 264 | 0 | FALSE |  |  | 0 | NULL
33.3.1.4 |  | REMOVABLE ELECTRIC ACTUATOR C/W SUPERVISORY SWITCH, 1 INCH CONNECTION, UL LISTED, EXT. MONITORING SWITCH WITH CLAMP, SD-EMS0025 | SHIELD | SD-REA-SS | NOS | 2 | 1690 | 553 | 20 | 1106 | 0 | FALSE |  |  | 0 | NULL
33.3.1.5 |  | MANUAL ACTUATOR WITH PUSH TO OPERATE | SHIELD | SD-MA0025 | NOS | 2 | 200 | 66 | 20 | 132 | 0 | FALSE |  |  | 0 | NULL
33.3.1.6 |  | PNEUMATIC ACTUATOR | SHIELD | SD-PA0025 | NOS | 2 | 180 | 59 | 20 | 118 | 0 | FALSE |  |  | 0 | NULL
33.3.1.7 |  | DISCHARGE PRESSURE SWITCH | SHIELD | SD-DPS-B6-95-1 | NOS | 2 | 300 | 99 | 20 | 198 | 0 | FALSE |  |  | 0 | NULL
33.3.1.8 |  | DISCHARGE HOSE 3 INCH (80MM) C/W CHECK VALVE WITH FEMALE SWIVEL FITTINGS | SHIELD | SD-DHCV0080 | NOS | 4 | 2640 | 864 | 20 | 3456 | 0 | FALSE |  |  | 0 | NULL
33.3.1.9 |  | 1/4" PNEUMATIC ACTUATION FLEXIBLE HOSE WITH FEMALE SWIVEL FITTINGS - 1 NO. X 1/4" PNEUMATIC ELBOW USED AT SLAVE CYLINDER VALVE (SD-ELWFH-092) - 6 NOS. X 1/4" NIPPLE USED AT MASTER CYLINDER VALVE (SD-NPFH-090) - 2 NOS. X PNEUMATIC TEE (SD-TFH-091) | SHIELD | SDFLXHS0015 | NOS | 2 | 40 | 14 | 20 | 28 | 0 | FALSE |  |  | 0 | NULL
33.3.1.10 |  | MANIFOLD FOR 2 CYLINDER | SHIELD | SD-MF100-80-2 | NOS | 2 | 630 | 206 | 20 | 412 | 0 | FALSE |  |  | 0 | NULL
33.3.1.11 |  | DISCHARGE NOZZLE | SHIELD | SD-NXXX-XX | NOS | 13 | 200 | 66 | 20 | 858 | 0 | FALSE |  |  | 0 | NULL
33.3.1.12 |  | FM200 WARNING SIGNAGE | SHIELD | SD-FM-WARN | SET | 2 | 300 | 99 | 20 | 198 | 0 | FALSE |  |  | 0 | NULL
33.3.2 |  | ELECTRICAL COMPONENTS |  |  |  | 0 | 0 | 0 | 0 | 0 | 0 | FALSE |  |  | 0 | NULL
33.3.2.1 |  | 2 LOOP ADDRESSABLE FIRE EXTINGUISHING PANEL, COMPLETE WITH: 24V DC BACK UP BATTERY WITH 75 AH BATTERY ENCLOSURE 2 NOS. CRM4 RELAY MODULE | Cheetah Xi - FIKE | 10-068-R-2-L | SETS | 1 | 8500 | 2780 | 20 | 2780 | 0 | FALSE |  |  | 0 | NULL
33.3.2.2 |  | PHOTOELECTRIC SMOKE DETECTOR w/base | FIKE | 63-1058 & 63-1061 | NOS | 18 | 450 | 148 | 20 | 2664 | 0 | FALSE |  |  | 0 | NULL
33.3.2.3 |  | ABORT SWITCHES, c/w Back box | FIKE | 10-2965 | NOS | 2 | 360 | 118 | 20 | 236 | 0 | FALSE |  |  | 0 | NULL
33.3.2.4 |  | INTELLIGENT AGENT RELEASE PULL STATION, P/N.# 20-1343 - FIKE WITH BACKBOX | FIKE | 20-1343 | NOS | 2 | 395 | 130 | 20 | 260 | 0 | FALSE |  |  | 0 | NULL
33.3.2.5 |  | BELL, 6" WITH BACKBOX | SHIELD | FB-1000C6 | NOS | 2 | 85 | 28 | 20 | 56 | 0 | FALSE |  |  | 0 | NULL
33.3.2.6 |  | HORN/STROBE, INDOOR, SELECTABLE CANDELA STROBE, WALL MOUNT, RED, UL LISTED, MODEL : SH-HSIR - SHIELD | SHIELD | SH-HSIR | NOS | 2 | 150 | 50 | 20 | 100 | 0 | FALSE |  |  | 0 | NULL
33.3.2.7 |  | STROBE, SELECTABLE CANDELA STROBE, WALL MOUNT, RED, INDOOR, UL LISTED, MODEL: SH-STIR - SHIELD WITH BACKBOX | SHIELD | SH-STIR | NOS | 2 | 125 | 41 | 20 | 82 | 0 | FALSE |  |  | 0 | NULL
33.3.2.8 |  | RELEASE CONTROL MODULE W/ ISOLATOR BASE | FIKE | 55 -053 | NOS | 2 | 1140 | 373 | 20 | 746 | 0 | FALSE |  |  | 0 | NULL
33.3.2.9 |  | MINI MONITOR MODULE W/ ISOLATOR BASE | FIKE | 55 -050 | NOS | 2 | 340 | 112 | 20 | 224 | 0 | FALSE |  |  | 0 | NULL
33.3.2.10 |  | MONITOR MODULE W/ ISOLATOR | FIKE | 55 -046 | NOS | 10 | 380 | 125 | 20 | 1250 | 0 | FALSE |  |  | 0 | NULL
33.3.2.11 |  | CONTROL MODULE W/ ISOLATOR | FIKE | 55 -047 | NOS | 6 | 435 | 143 | 20 | 858 | 0 | FALSE |  |  | 0 | NULL
33.3.2.12 |  | POWER SUPPLY UNIT, 24V DC ,10 Amps, W / battery | FIKE | 10-2829-1-0-01-0-1-01 | NOS | 1 | 1676 | 549 | 20 | 549 | 0 | FALSE |  |  | 0 | NULL
33.4 |  | SHIELD FM 200 FIRE EXTINGUISHING SYSTEM, TOTAL FLOODING, MODULAR, 360 PSI - SS 21.1 - ROOM 2 |  |  |  | 0 | 0 | 0 | 5 | 0 | 0 | FALSE |  |  | 0 | NULL
33.4.1 |  | MECHANICAL COMPONENTS (MAIN) |  |  |  | 0 | 0 | 0 | 5 | 0 | 0 | FALSE |  |  | 0 | NULL
33.4.1.1 |  | 147 L HFC227EA AGENT CYLINDER ASSEMBLY COMPLETE WITH: CYLINDER HEAD VALVE WITH PRESSURE GAUGE, PRESSURE SUPERVISORY SWITCH, CYLINDER MOUNTING STRAP, TOP PLUG | SHIELD | SD-147HFC-03 | SET | 3 | 6567 | 2148 | 20 | 6444 | 0 | FALSE |  |  | 0 | NULL
33.4.1.2 |  | SHIELD200 (SD-HFC227EA) AGENT (PER KG) | SHIELD | SD-HFC-227ea | KG | 312 | 70 | 23 | 20 | 7176 | 0 | FALSE |  |  | 0 | NULL
33.4.1.3 |  | REMOVABLE ELECTRIC ACTUATOR C/W SUPERVISORY SWITCH, 1 INCH CONNECTION, UL LISTED, EXT. MONITORING SWITCH WITH CLAMP, SD-EMS0025 | SHIELD | SD-REA-SS | NOS | 1 | 1690 | 553 | 20 | 553 | 0 | FALSE |  |  | 0 | NULL
33.4.1.4 |  | MANUAL ACTUATOR WITH PUSH TO OPERATE | SHIELD | SD-MA0025 | NOS | 1 | 200 | 66 | 20 | 66 | 0 | FALSE |  |  | 0 | NULL
33.4.1.5 |  | PNEUMATIC ACTUATOR | SHIELD | SD-PA0025 | NOS | 2 | 180 | 59 | 20 | 118 | 0 | FALSE |  |  | 0 | NULL
33.4.1.6 |  | DISCHARGE PRESSURE SWITCH | SHIELD | SD-DPS-B6-95-1 | NOS | 1 | 300 | 99 | 20 | 99 | 0 | FALSE |  |  | 0 | NULL
33.4.1.7 |  | DISCHARGE HOSE 2 INCH (50MM) WITH FEMALE SWIVEL FITTINGS | SHIELD | SD-DH0050 | NOS | 3 | 2640 | 864 | 20 | 2592 | 0 | FALSE |  |  | 0 | NULL
33.4.1.8 |  | 2 INCH (50MM) CHECK VALVE | SHIELD | SD-CV0050 | NOS | 3 | 430 | 141 | 20 | 423 | 0 | FALSE |  |  | 0 | NULL
33.4.1.9 |  | 1/4" PNEUMATIC ACTUATION FLEXIBLE HOSE WITH FEMALE SWIVEL FITTINGS - 1 NO. X 1/4" PNEUMATIC ELBOW USED AT SLAVE CYLINDER VALVE (SD-ELWFH-092) - 6 NOS. X 1/4" NIPPLE USED AT MASTER CYLINDER VALVE (SD-NPFH-090) - 2 NOS. X PNEUMATIC TEE (SD-TFH-091) | SHIELD | SDFLXHS0015 | NOS | 2 | 40 | 14 | 20 | 28 | 0 | FALSE |  |  | 0 | NULL
33.4.1.10 |  | MANIFOLD FOR 3 CYLINDER | SHIELD | SD-MF100-65-3 | NOS | 1 | 880 | 288 | 20 | 288 | 0 | FALSE |  |  | 0 | NULL
33.4.1.11 |  | DISCHARGE NOZZLE | SHIELD | SD-NXXX-XX | NOS | 4 | 200 | 66 | 20 | 264 | 0 | FALSE |  |  | 0 | NULL
33.4.1.12 |  | FM200 WARNING SIGNAGE | SHIELD | SD-FM-WARN | SET | 1 | 300 | 99 | 20 | 99 | 0 | FALSE |  |  | 0 | NULL
33.4.2 |  | ELECTRICAL COMPONENTS |  |  |  | 0 | 0 | 0 | 0 | 0 | 0 | FALSE |  |  | 0 | NULL
33.4.2.2 |  | PHOTOELECTRIC SMOKE DETECTOR w/base | FIKE | 63-1058 & 63-1061 | NOS | 6 | 450 | 148 | 20 | 888 | 0 | FALSE |  |  | 0 | NULL
33.4.2.3 |  | ABORT SWITCHES, c/w Back box | FIKE | 10-2965 | NOS | 2 | 360 | 118 | 20 | 236 | 0 | FALSE |  |  | 0 | NULL
33.4.2.4 |  | INTELLIGENT AGENT RELEASE PULL STATION, P/N.# 20-1343 - FIKE WITH BACKBOX | FIKE | 20-1343 | NOS | 2 | 395 | 130 | 20 | 260 | 0 | FALSE |  |  | 0 | NULL
33.4.2.5 |  | BELL, 6" WITH BACKBOX | SHIELD | FB-1000C6 | NOS | 2 | 85 | 28 | 20 | 56 | 0 | FALSE |  |  | 0 | NULL
33.4.2.6 |  | HORN/STROBE, INDOOR, SELECTABLE CANDELA STROBE, WALL MOUNT, RED, UL LISTED, MODEL : SH-HSIR - SHIELD | SHIELD | SH-HSIR | NOS | 2 | 150 | 50 | 20 | 100 | 0 | FALSE |  |  | 0 | NULL
33.4.2.7 |  | STROBE, SELECTABLE CANDELA STROBE, WALL MOUNT, RED, INDOOR, UL LISTED, MODEL: SH-STIR - SHIELD WITH BACKBOX | SHIELD | SH-STIR | NOS | 2 | 125 | 41 | 20 | 82 | 0 | FALSE |  |  | 0 | NULL
33.4.2.8 |  | RELEASE CONTROL MODULE W/ ISOLATOR BASE | FIKE | 55 -053 | NOS | 1 | 1140 | 373 | 20 | 373 | 0 | FALSE |  |  | 0 | NULL
33.4.2.9 |  | MINI MONITOR MODULE W/ ISOLATOR BASE | FIKE | 55 -050 | NOS | 2 | 340 | 112 | 20 | 224 | 0 | FALSE |  |  | 0 | NULL
33.4.2.10 |  | MONITOR MODULE W/ ISOLATOR | FIKE | 55 -046 | NOS | 5 | 380 | 125 | 20 | 625 | 0 | FALSE |  |  | 0 | NULL
33.4.2.11 |  | CONTROL MODULE W/ ISOLATOR | FIKE | 55 -047 | NOS | 6 | 435 | 143 | 20 | 858 | 0 | FALSE |  |  | 0 | NULL
33.5 |  | SHIELD FM 200 FIRE EXTINGUISHING SYSTEM, TOTAL FLOODING, MODULAR, 360 PSI - SS 21.1 - ROOM 3 |  |  |  | 0 | 0 | 0 | 5 | 0 | 0 | FALSE |  |  | 0 | NULL
33.5.1 |  | MECHANICAL COMPONENTS (MAIN) |  |  |  | 0 | 0 | 0 | 5 | 0 | 0 | FALSE |  |  | 0 | NULL
33.5.1.1 |  | 369 L HFC227EA AGENT CYLINDER ASSEMBLY COMPLETE WITH: CYLINDER HEAD VALVE WITH PRESSURE GAUGE, PRESSURE SUPERVISORY SWITCH, CYLINDER MOUNTING STRAP, TOP PLUG | SHIELD | SD-369HFC-03 | SET | 2 | 13247 | 4332 | 20 | 8664 | 0 | FALSE |  |  | 0 | NULL
33.5.1.2 |  | SHIELD200 (SD-HFC227EA) AGENT (PER KG) | SHIELD | SD-HFC-227ea | KG | 378 | 70 | 23 | 20 | 8694 | 0 | FALSE |  |  | 0 | NULL
33.5.1.3 |  | DISCHARGE HOSE 3 INCH (80MM) C/W CHECK VALVE WITH FEMALE SWIVEL FITTINGS | SHIELD | SD-DHCV0080 | NOS | 1 | 2640 | 864 | 20 | 864 | 0 | FALSE |  |  | 0 | NULL
33.5.1.4 |  | REMOVABLE ELECTRIC ACTUATOR C/W SUPERVISORY SWITCH, 1 INCH CONNECTION, UL LISTED, EXT. MONITORING SWITCH WITH CLAMP, SD-EMS0025 | SHIELD | SD-REA-SS | NOS | 1 | 1690 | 553 | 20 | 553 | 0 | FALSE |  |  | 0 | NULL
33.5.1.5 |  | MANUAL ACTUATOR WITH PUSH TO OPERATE | SHIELD | SD-MA0025 | NOS | 1 | 200 | 66 | 20 | 66 | 0 | FALSE |  |  | 0 | NULL
33.5.1.6 |  | PNEUMATIC ACTUATOR | SHIELD | SD-PA0025 | NOS | 1 | 180 | 59 | 20 | 59 | 0 | FALSE |  |  | 0 | NULL
33.5.1.7 |  | DISCHARGE HOSE 3 INCH (80MM) C/W CHECK VALVE WITH FEMALE SWIVEL FITTINGS | SHIELD | SD-DHCV0080 | NOS | 2 | 2640 | 864 | 20 | 1728 | 0 | FALSE |  |  | 0 | NULL
33.5.1.8 |  | 1/4" PNEUMATIC ACTUATION FLEXIBLE HOSE WITH FEMALE SWIVEL FITTINGS - 1 NO. X 1/4" PNEUMATIC ELBOW USED AT SLAVE CYLINDER VALVE (SD-ELWFH-092) - 6 NOS. X 1/4" NIPPLE USED AT MASTER CYLINDER VALVE (SD-NPFH-090) - 2 NOS. X PNEUMATIC TEE (SD-TFH-091) | SHIELD | SDFLXHS0015 | NOS | 1 | 40 | 14 | 20 | 14 | 0 | FALSE |  |  | 0 | NULL
33.5.1.9 |  | MANIFOLD FOR 3 CYLINDER | SHIELD | SD-MF100-80-2 | NOS | 1 | 630 | 206 | 20 | 206 | 0 | FALSE |  |  | 0 | NULL
33.5.1.10 |  | DISCHARGE NOZZLE | SHIELD | SD-NXXX-XX | NOS | 1 | 200 | 66 | 20 | 66 | 0 | FALSE |  |  | 0 | NULL
33.5.1.11 |  | FM200 WARNING SIGNAGE | SHIELD | SD-FM-WARN | SET | 1 | 300 | 99 | 20 | 99 | 0 | FALSE |  |  | 0 | NULL
33.5.2 |  | ELECTRICAL COMPONENTS |  |  |  | 0 | 0 | 0 | 0 | 0 | 0 | FALSE |  |  | 0 | NULL
33.5.2.2 |  | PHOTOELECTRIC SMOKE DETECTOR w/base | FIKE | 63-1058 & 63-1061 | NOS | 8 | 450 | 148 | 20 | 1184 | 0 | FALSE |  |  | 0 | NULL
33.5.2.3 |  | ABORT SWITCHES, c/w Back box | FIKE | 10-2965 | NOS | 2 | 360 | 118 | 20 | 236 | 0 | FALSE |  |  | 0 | NULL
33.5.2.4 |  | INTELLIGENT AGENT RELEASE PULL STATION, P/N.# 20-1343 - FIKE WITH BACKBOX | FIKE | 20-1343 | NOS | 2 | 395 | 130 | 20 | 260 | 0 | FALSE |  |  | 0 | NULL
33.5.2.5 |  | BELL, 6" WITH BACKBOX | SHIELD | FB-1000C6 | NOS | 2 | 85 | 28 | 20 | 56 | 0 | FALSE |  |  | 0 | NULL
33.5.2.6 |  | HORN/STROBE, INDOOR, SELECTABLE CANDELA STROBE, WALL MOUNT, RED, UL LISTED, MODEL : SH-HSIR - SHIELD | SHIELD | SH-HSIR | NOS | 2 | 150 | 50 | 20 | 100 | 0 | FALSE |  |  | 0 | NULL
33.5.2.7 |  | STROBE, SELECTABLE CANDELA STROBE, WALL MOUNT, RED, INDOOR, UL LISTED, MODEL: SH-STIR - SHIELD WITH BACKBOX | SHIELD | SH-STIR | NOS | 2 | 125 | 41 | 20 | 82 | 0 | FALSE |  |  | 0 | NULL
33.5.2.8 |  | RELEASE CONTROL MODULE W/ ISOLATOR BASE | FIKE | 55 -053 | NOS | 1 | 1140 | 373 | 20 | 373 | 0 | FALSE |  |  | 0 | NULL
33.5.2.9 |  | MINI MONITOR MODULE W/ ISOLATOR BASE | FIKE | 55 -050 | NOS | 2 | 340 | 112 | 20 | 224 | 0 | FALSE |  |  | 0 | NULL
33.5.2.10 |  | MONITOR MODULE W/ ISOLATOR | FIKE | 55 -046 | NOS | 4 | 380 | 125 | 20 | 500 | 0 | FALSE |  |  | 0 | NULL
33.5.2.11 |  | CONTROL MODULE W/ ISOLATOR | FIKE | 55 -047 | NOS | 6 | 435 | 143 | 20 | 858 | 0 | FALSE |  |  | 0 | NULL
33.6 |  | SHIELD FM 200 FIRE EXTINGUISHING SYSTEM, TOTAL FLOODING, MODULAR, 360 PSI - SS 21.1 - ROOM 4 |  |  |  | 0 | 0 | 0 | 5 | 0 | 0 | FALSE |  |  | 0 | NULL
33.6.1 |  | MECHANICAL COMPONENTS (MAIN) |  |  |  | 0 | 0 | 0 | 5 | 0 | 0 | FALSE |  |  | 0 | NULL
33.6.1.1 |  | 147 L HFC227EA AGENT CYLINDER ASSEMBLY COMPLETE WITH: CYLINDER HEAD VALVE WITH PRESSURE GAUGE, PRESSURE SUPERVISORY SWITCH, CYLINDER MOUNTING STRAP, TOP PLUG | SHIELD | SD-147HFC-03 | SET | 1 | 6567 | 2148 | 20 | 2148 | 0 | FALSE |  |  | 0 | NULL
33.6.1.2 |  | SHIELD200 (SD-HFC227EA) AGENT (PER KG) | SHIELD | SD-HFC-227ea | KG | 96 | 70 | 23 | 20 | 2208 | 0 | FALSE |  |  | 0 | NULL
33.6.1.3 |  | DISCHARGE HOSE 3 INCH (80MM) C/W CHECK VALVE WITH FEMALE SWIVEL FITTINGS | SHIELD | SD-DHCV0080 | NOS | 1 | 2640 | 864 | 20 | 864 | 0 | FALSE |  |  | 0 | NULL
33.6.1.4 |  | REMOVABLE ELECTRIC ACTUATOR C/W SUPERVISORY SWITCH, 1 INCH CONNECTION, UL LISTED, EXT. MONITORING SWITCH WITH CLAMP, SD-EMS0025 | SHIELD | SD-REA-SS | NOS | 1 | 1690 | 553 | 20 | 553 | 0 | FALSE |  |  | 0 | NULL
33.6.1.5 |  | MANUAL ACTUATOR WITH PUSH TO OPERATE | SHIELD | SD-MA0025 | NOS | 1 | 200 | 66 | 20 | 66 | 0 | FALSE |  |  | 0 | NULL
33.6.1.6 |  | DISCHARGE PRESSURE SWITCH | SHIELD | SD-DPS-B6-95-1 | NOS | 1 | 300 | 99 | 20 | 99 | 0 | FALSE |  |  | 0 | NULL
33.6.1.7 |  | DISCHARGE NOZZLE | SHIELD | SD-NXXX-XX | NOS | 2 | 200 | 66 | 20 | 132 | 0 | FALSE |  |  | 0 | NULL
33.6.1.8 |  | FM200 WARNING SIGNAGE | SHIELD | SD-FM-WARN | SET | 1 | 300 | 99 | 20 | 99 | 0 | FALSE |  |  | 0 | NULL
33.6.2 |  | ELECTRICAL COMPONENTS |  |  |  | 0 | 0 | 0 | 0 | 0 | 0 | FALSE |  |  | 0 | NULL
33.6.2.1 |  | PHOTOELECTRIC SMOKE DETECTOR w/base | FIKE | 63-1058 & 63-1061 | NOS | 2 | 450 | 148 | 20 | 296 | 0 | FALSE |  |  | 0 | NULL
33.6.2.2 |  | ABORT SWITCHES, c/w Back box | FIKE | 10-2965 | NOS | 2 | 360 | 118 | 20 | 236 | 0 | FALSE |  |  | 0 | NULL
33.6.2.3 |  | INTELLIGENT AGENT RELEASE PULL STATION, P/N.# 20-1343 - FIKE WITH BACKBOX | FIKE | 20-1343 | NOS | 2 | 395 | 130 | 20 | 260 | 0 | FALSE |  |  | 0 | NULL
33.6.2.4 |  | BELL, 6" WITH BACKBOX | SHIELD | FB-1000C6 | NOS | 2 | 85 | 28 | 20 | 56 | 0 | FALSE |  |  | 0 | NULL
33.6.2.5 |  | HORN/STROBE, INDOOR, SELECTABLE CANDELA STROBE, WALL MOUNT, RED, UL LISTED, MODEL : SH-HSIR - SHIELD | SHIELD | SH-HSIR | NOS | 2 | 150 | 50 | 20 | 100 | 0 | FALSE |  |  | 0 | NULL
33.6.2.6 |  | STROBE, SELECTABLE CANDELA STROBE, WALL MOUNT, RED, INDOOR, UL LISTED, MODEL: SH-STIR - SHIELD WITH BACKBOX | SHIELD | SH-STIR | NOS | 2 | 125 | 41 | 20 | 82 | 0 | FALSE |  |  | 0 | NULL
33.6.2.7 |  | RELEASE CONTROL MODULE W/ ISOLATOR BASE | FIKE | 55 -053 | NOS | 1 | 1140 | 373 | 20 | 373 | 0 | FALSE |  |  | 0 | NULL
33.6.2.8 |  | MINI MONITOR MODULE W/ ISOLATOR BASE | FIKE | 55 -050 | NOS | 2 | 340 | 112 | 20 | 224 | 0 | FALSE |  |  | 0 | NULL
33.6.2.9 |  | MONITOR MODULE W/ ISOLATOR | FIKE | 55 -046 | NOS | 3 | 380 | 125 | 20 | 375 | 0 | FALSE |  |  | 0 | NULL
33.6.2.10 |  | CONTROL MODULE W/ ISOLATOR | FIKE | 55 -047 | NOS | 6 | 435 | 143 | 20 | 858 | 0 | FALSE |  |  | 0 | NULL
34 |  | BOQ FOR FIREFIGHTING WORKS - SS 21.2 |  |  |  | 0 | 0 | 0 | 0 | 0 | 0 | FALSE |  |  | 0 | NULL
34.1 |  | Portable Type Fire Extinguishers |  |  |  | 0 | 0 | 0 | 0 | 0 | 0 | FALSE |  |  | 0 | NULL
34.1.1 | 10101210064 | DRY POWDER EXTINGUISHER, PORTABLE PRESSURE TYPE, CAPACITY 6 KG, RED COLOR, ABC 40% DRY CHEMICAL POWDER, FIRE RATING: 34A & 183B, CE/KITEMARK/MED APPROVED, MODEL: NP6 - NAFFCO, UAE. | NAFFCO | NP6 | NOS | 24 | 90 | 27 | 10 | 648 | 0 | FALSE |  |  | 0 | NULL
34.1.2 | 10111210050 | CO2 EXTINGUISHER PORTABLE TYPE, CAPACITY: 5 KG, RED COLOR, FIRE RATING: 55B, CE/KITEMARK/MED/LPCB APPROVED, MODEL: NC 5 - NAFFCO, UAE | NAFFCO | NC 5 | NOS | 25 | 171 | 52 | 10 | 1300 | 0 | FALSE |  |  | 0 | NULL
34.1.3 | 10104210025 | 25 KG DRY POWDER TROLLEY FIRE EXTINGUISHER KITEMARK, BSI & LPCB | NAFFCO | NTP25 | NOS | 1 | 550 | 165 | 10 | 165 | 0 | FALSE |  |  | 0 | NULL
34.2 |  | FIRE HOSE REEL |  |  |  | 0 | 0 | 0 | 0 | 0 | 0 | FALSE |  |  | 0 | NULL
34.2.1 |  | DOUBLE VERTICAL HOSE REEL CABINET, SURFACE MOUNTED, SOLID DOOR, COMPLETE ELECTRO GALVANIZED SHEET, SIZE: 1490 X 720 X 280 - NAFFCO | NAFFCO |  | NOS | 2 | 500 | 150 | 10 | 300 | 0 | FALSE |  |  | 0 | NULL
34.2.2 | 10911512130 | HOSE RACK ASSEMBLY 2-1/2" X 30 MTR. C/W ANGLE VALVE, WHITE POLYFLEX HOSE AND FOG NOZZLE, FM APPROVED, MODEL: NHR 64V - NAFFCO | NAFFCO | NHR 64V | NOS | 2 | 1118 | 336 | 10 | 672 | 0 | FALSE |  |  | 0 | NULL
34.2.3 | 10651110330 | FIRE HOSE REEL 1" X 30 MTR. CABINET MOUNTED, SWINGING MANUAL WITH PLASTIC NOZZLE, CONFORMING TO BS EN 671-1:2012, CE0086, MODEL: 25 NFH-020M, "KITE MARKED"/LPCB APPROVED - NAFFCO | NAFFCO | 25NFH-020M | NOS | 2 | 394 | 119 | 10 | 238 | 0 | FALSE |  |  | 0 | NULL
34.2.4 | 10101210064 | DRY POWDER EXTINGUISHER, PORTABLE PRESSURE TYPE, CAPACITY 6 KG, RED COLOR, ABC 40% DRY CHEMICAL POWDER, FIRE RATING: 34A & 183B, CE/KITEMARK/MED APPROVED, MODEL: NP6 - NAFFCO, UAE. | NAFFCO | NP6 | NOS | 2 | 90 | 27 | 10 | 54 | 0 | FALSE |  |  | 0 | NULL
34.2.5 | 10111210050 | CO2 EXTINGUISHER PORTABLE TYPE, CAPACITY: 5 KG, RED COLOR, FIRE RATING: 55B, CE/KITEMARK/MED/LPCB APPROVED, MODEL: NC 5 - NAFFCO, UAE | NAFFCO | NC 5 | NOS | 2 | 171 | 52 | 10 | 104 | 0 | FALSE |  |  | 0 | NULL
34.3 |  | SHIELD FM 200 FIRE EXTINGUISHING SYSTEM, TOTAL FLOODING, MODULAR, 360 PSI - SS 21.2 - ROOM 1 |  |  |  | 0 | 0 | 0 | 5 | 0 | 0 | FALSE |  |  | 0 | NULL
34.3.1 |  | MECHANICAL COMPONENTS (MAIN) |  |  |  | 0 | 0 | 0 | 5 | 0 | 0 | FALSE |  |  | 0 | NULL
34.3.1.1 |  | 369 L HFC227EA AGENT CYLINDER ASSEMBLY COMPLETE WITH: CYLINDER HEAD VALVE WITH PRESSURE GAUGE, PRESSURE SUPERVISORY SWITCH, CYLINDER MOUNTING STRAP, TOP PLUG | SHIELD | SD-369HFC-03 | SET | 4 | 13247 | 4332 | 20 | 17328 | 0 | FALSE |  |  | 0 | NULL
34.3.1.2 |  | SHIELD200 (SD-HFC227EA) AGENT (PER KG) | SHIELD | SD-HFC-227ea | KG | 816 | 70 | 23 | 20 | 18768 | 0 | FALSE |  |  | 0 | NULL
34.3.1.3 |  | 3 INCH (80MM) OUTLET ADAPTOR USED TO 369L CYLINDER VALVE OUTLET | SHIELD | SD-VOA0080 | NOS | 4 | 200 | 66 | 20 | 264 | 0 | FALSE |  |  | 0 | NULL
34.3.1.4 |  | REMOVABLE ELECTRIC ACTUATOR C/W SUPERVISORY SWITCH, 1 INCH CONNECTION, UL LISTED, EXT. MONITORING SWITCH WITH CLAMP, SD-EMS0025 | SHIELD | SD-REA-SS | NOS | 2 | 1690 | 553 | 20 | 1106 | 0 | FALSE |  |  | 0 | NULL
34.3.1.5 |  | MANUAL ACTUATOR WITH PUSH TO OPERATE | SHIELD | SD-MA0025 | NOS | 2 | 200 | 66 | 20 | 132 | 0 | FALSE |  |  | 0 | NULL
34.3.1.6 |  | PNEUMATIC ACTUATOR | SHIELD | SD-PA0025 | NOS | 2 | 180 | 59 | 20 | 118 | 0 | FALSE |  |  | 0 | NULL
34.3.1.7 |  | DISCHARGE PRESSURE SWITCH | SHIELD | SD-DPS-B6-95-1 | NOS | 2 | 300 | 99 | 20 | 198 | 0 | FALSE |  |  | 0 | NULL
34.3.1.8 |  | DISCHARGE HOSE 3 INCH (80MM) C/W CHECK VALVE WITH FEMALE SWIVEL FITTINGS | SHIELD | SD-DHCV0080 | NOS | 4 | 2640 | 864 | 20 | 3456 | 0 | FALSE |  |  | 0 | NULL
34.3.1.9 |  | 1/4" PNEUMATIC ACTUATION FLEXIBLE HOSE WITH FEMALE SWIVEL FITTINGS - 1 NO. X 1/4" PNEUMATIC ELBOW USED AT SLAVE CYLINDER VALVE (SD-ELWFH-092) - 6 NOS. X 1/4" NIPPLE USED AT MASTER CYLINDER VALVE (SD-NPFH-090) - 2 NOS. X PNEUMATIC TEE (SD-TFH-091) | SHIELD | SDFLXHS0015 | NOS | 2 | 40 | 14 | 20 | 28 | 0 | FALSE |  |  | 0 | NULL
34.3.1.10 |  | MANIFOLD FOR 2 CYLINDER | SHIELD | SD-MF100-80-2 | NOS | 2 | 630 | 206 | 20 | 412 | 0 | FALSE |  |  | 0 | NULL
34.3.1.11 |  | DISCHARGE NOZZLE | SHIELD | SD-NXXX-XX | NOS | 10 | 200 | 66 | 20 | 660 | 0 | FALSE |  |  | 0 | NULL
34.3.1.12 |  | FM200 WARNING SIGNAGE | SHIELD | SD-FM-WARN | SET | 2 | 300 | 99 | 20 | 198 | 0 | FALSE |  |  | 0 | NULL
34.3.2 |  | ELECTRICAL COMPONENTS |  |  |  | 0 | 0 | 0 | 0 | 0 | 0 | FALSE |  |  | 0 | NULL
34.3.2.1 |  | 2 LOOP ADDRESSABLE FIRE EXTINGUISHING PANEL, COMPLETE WITH: 24V DC BACK UP BATTERY WITH 75 AH BATTERY ENCLOSURE 2 NOS. CRM4 RELAY MODULE | Cheetah Xi - FIKE | 10-068-R-2-L | SETS | 1 | 8500 | 2780 | 20 | 2780 | 0 | FALSE |  |  | 0 | NULL
34.3.2.2 |  | PHOTOELECTRIC SMOKE DETECTOR w/base | FIKE | 63-1058 & 63-1061 | NOS | 14 | 450 | 148 | 20 | 2072 | 0 | FALSE |  |  | 0 | NULL
34.3.2.3 |  | ABORT SWITCHES, c/w Back box | FIKE | 10-2965 | NOS | 2 | 360 | 118 | 20 | 236 | 0 | FALSE |  |  | 0 | NULL
34.3.2.4 |  | INTELLIGENT AGENT RELEASE PULL STATION, P/N.# 20-1343 - FIKE WITH BACKBOX | FIKE | 20-1343 | NOS | 2 | 395 | 130 | 20 | 260 | 0 | FALSE |  |  | 0 | NULL
34.3.2.5 |  | BELL, 6" WITH BACKBOX | SHIELD | FB-1000C6 | NOS | 2 | 85 | 28 | 20 | 56 | 0 | FALSE |  |  | 0 | NULL
34.3.2.6 |  | HORN/STROBE, INDOOR, SELECTABLE CANDELA STROBE, WALL MOUNT, RED, UL LISTED, MODEL : SH-HSIR - SHIELD | SHIELD | SH-HSIR | NOS | 2 | 150 | 50 | 20 | 100 | 0 | FALSE |  |  | 0 | NULL
34.3.2.7 |  | STROBE, SELECTABLE CANDELA STROBE, WALL MOUNT, RED, INDOOR, UL LISTED, MODEL: SH-STIR - SHIELD WITH BACKBOX | SHIELD | SH-STIR | NOS | 2 | 125 | 41 | 20 | 82 | 0 | FALSE |  |  | 0 | NULL
34.3.2.8 |  | RELEASE CONTROL MODULE W/ ISOLATOR BASE | FIKE | 55 -053 | NOS | 2 | 1140 | 373 | 20 | 746 | 0 | FALSE |  |  | 0 | NULL
34.3.2.9 |  | MINI MONITOR MODULE W/ ISOLATOR BASE | FIKE | 55 -050 | NOS | 2 | 340 | 112 | 20 | 224 | 0 | FALSE |  |  | 0 | NULL
34.3.2.10 |  | MONITOR MODULE W/ ISOLATOR | FIKE | 55 -046 | NOS | 10 | 380 | 125 | 20 | 1250 | 0 | FALSE |  |  | 0 | NULL
34.3.2.11 |  | CONTROL MODULE W/ ISOLATOR | FIKE | 55 -047 | NOS | 6 | 435 | 143 | 20 | 858 | 0 | FALSE |  |  | 0 | NULL
34.3.2.12 |  | POWER SUPPLY UNIT, 24V DC ,10 Amps, W / battery | FIKE | 10-2829-1-0-01-0-1-01 | NOS | 1 | 1676 | 549 | 20 | 549 | 0 | FALSE |  |  | 0 | NULL
34.4 |  | SHIELD FM 200 FIRE EXTINGUISHING SYSTEM, TOTAL FLOODING, MODULAR, 360 PSI - SS 21.2 - ROOM 2 |  |  |  | 0 | 0 | 0 | 5 | 0 | 0 | FALSE |  |  | 0 | NULL
34.4.1 |  | MECHANICAL COMPONENTS (MAIN) |  |  |  | 0 | 0 | 0 | 5 | 0 | 0 | FALSE |  |  | 0 | NULL
34.4.1.1 |  | 369 L HFC227EA AGENT CYLINDER ASSEMBLY COMPLETE WITH: CYLINDER HEAD VALVE WITH PRESSURE GAUGE, PRESSURE SUPERVISORY SWITCH, CYLINDER MOUNTING STRAP, TOP PLUG | SHIELD | SD-369HFC-03 | SET | 4 | 13247 | 4332 | 20 | 17328 | 0 | FALSE |  |  | 0 | NULL
34.4.1.2 |  | SHIELD200 (SD-HFC227EA) AGENT (PER KG) | SHIELD | SD-HFC-227ea | KG | 1044 | 70 | 23 | 20 | 24012 | 0 | FALSE |  |  | 0 | NULL
34.4.1.3 |  | 3 INCH (80MM) OUTLET ADAPTOR USED TO 369L CYLINDER VALVE OUTLET | SHIELD | SD-VOA0080 | NOS | 4 | 200 | 66 | 20 | 264 | 0 | FALSE |  |  | 0 | NULL
34.4.1.4 |  | REMOVABLE ELECTRIC ACTUATOR C/W SUPERVISORY SWITCH, 1 INCH CONNECTION, UL LISTED, EXT. MONITORING SWITCH WITH CLAMP, SD-EMS0025 | SHIELD | SD-REA-SS | NOS | 2 | 1690 | 553 | 20 | 1106 | 0 | FALSE |  |  | 0 | NULL
34.4.1.5 |  | MANUAL ACTUATOR WITH PUSH TO OPERATE | SHIELD | SD-MA0025 | NOS | 2 | 200 | 66 | 20 | 132 | 0 | FALSE |  |  | 0 | NULL
34.4.1.6 |  | PNEUMATIC ACTUATOR | SHIELD | SD-PA0025 | NOS | 2 | 180 | 59 | 20 | 118 | 0 | FALSE |  |  | 0 | NULL
34.4.1.7 |  | DISCHARGE PRESSURE SWITCH | SHIELD | SD-DPS-B6-95-1 | NOS | 2 | 300 | 99 | 20 | 198 | 0 | FALSE |  |  | 0 | NULL
34.4.1.8 |  | DISCHARGE HOSE 3 INCH (80MM) C/W CHECK VALVE WITH FEMALE SWIVEL FITTINGS | SHIELD | SD-DHCV0080 | NOS | 4 | 2640 | 864 | 20 | 3456 | 0 | FALSE |  |  | 0 | NULL
34.4.1.9 |  | 1/4" PNEUMATIC ACTUATION FLEXIBLE HOSE WITH FEMALE SWIVEL FITTINGS - 1 NO. X 1/4" PNEUMATIC ELBOW USED AT SLAVE CYLINDER VALVE (SD-ELWFH-092) - 6 NOS. X 1/4" NIPPLE USED AT MASTER CYLINDER VALVE (SD-NPFH-090) - 2 NOS. X PNEUMATIC TEE (SD-TFH-091) | SHIELD | SDFLXHS0015 | NOS | 2 | 40 | 14 | 20 | 28 | 0 | FALSE |  |  | 0 | NULL
34.4.1.10 |  | MANIFOLD FOR 2 CYLINDER | SHIELD | SD-MF100-80-2 | NOS | 2 | 630 | 206 | 20 | 412 | 0 | FALSE |  |  | 0 | NULL
34.4.1.11 |  | DISCHARGE NOZZLE | SHIELD | SD-NXXX-XX | NOS | 14 | 200 | 66 | 20 | 924 | 0 | FALSE |  |  | 0 | NULL
34.4.1.12 |  | FM200 WARNING SIGNAGE | SHIELD | SD-FM-WARN | SET | 2 | 300 | 99 | 20 | 198 | 0 | FALSE |  |  | 0 | NULL
34.4.2 |  | ELECTRICAL COMPONENTS |  |  |  | 0 | 0 | 0 | 0 | 0 | 0 | FALSE |  |  | 0 | NULL
34.4.2.1 |  | PHOTOELECTRIC SMOKE DETECTOR w/base | FIKE | 63-1058 & 63-1061 | NOS | 18 | 450 | 148 | 20 | 2664 | 0 | FALSE |  |  | 0 | NULL
34.4.2.2 |  | ABORT SWITCHES, c/w Back box | FIKE | 10-2965 | NOS | 2 | 360 | 118 | 20 | 236 | 0 | FALSE |  |  | 0 | NULL
34.4.2.3 |  | INTELLIGENT AGENT RELEASE PULL STATION, P/N.# 20-1343 - FIKE WITH BACKBOX | FIKE | 20-1343 | NOS | 2 | 395 | 130 | 20 | 260 | 0 | FALSE |  |  | 0 | NULL
34.4.2.4 |  | BELL, 6" WITH BACKBOX | SHIELD | FB-1000C6 | NOS | 2 | 85 | 28 | 20 | 56 | 0 | FALSE |  |  | 0 | NULL
34.4.2.5 |  | HORN/STROBE, INDOOR, SELECTABLE CANDELA STROBE, WALL MOUNT, RED, UL LISTED, MODEL : SH-HSIR - SHIELD | SHIELD | SH-HSIR | NOS | 2 | 150 | 50 | 20 | 100 | 0 | FALSE |  |  | 0 | NULL
34.4.2.6 |  | STROBE, SELECTABLE CANDELA STROBE, WALL MOUNT, RED, INDOOR, UL LISTED, MODEL: SH-STIR - SHIELD WITH BACKBOX | SHIELD | SH-STIR | NOS | 2 | 125 | 41 | 20 | 82 | 0 | FALSE |  |  | 0 | NULL
34.4.2.7 |  | RELEASE CONTROL MODULE W/ ISOLATOR BASE | FIKE | 55 -053 | NOS | 2 | 1140 | 373 | 20 | 746 | 0 | FALSE |  |  | 0 | NULL
34.4.2.8 |  | MINI MONITOR MODULE W/ ISOLATOR BASE | FIKE | 55 -050 | NOS | 2 | 340 | 112 | 20 | 224 | 0 | FALSE |  |  | 0 | NULL
34.4.2.9 |  | MONITOR MODULE W/ ISOLATOR | FIKE | 55 -046 | NOS | 8 | 380 | 125 | 20 | 1000 | 0 | FALSE |  |  | 0 | NULL
34.4.2.10 |  | CONTROL MODULE W/ ISOLATOR | FIKE | 55 -047 | NOS | 6 | 435 | 143 | 20 | 858 | 0 | FALSE |  |  | 0 | NULL
34.5 |  | SHIELD FM 200 FIRE EXTINGUISHING SYSTEM, TOTAL FLOODING, MODULAR, 360 PSI - SS 21.2 - ROOM 3 |  |  |  | 0 | 0 | 0 | 5 | 0 | 0 | FALSE |  |  | 0 | NULL
34.5.1 |  | MECHANICAL COMPONENTS (MAIN) |  |  |  | 0 | 0 | 0 | 5 | 0 | 0 | FALSE |  |  | 0 | NULL
34.5.1.1 |  | 147 L HFC227EA AGENT CYLINDER ASSEMBLY COMPLETE WITH: CYLINDER HEAD VALVE WITH PRESSURE GAUGE, PRESSURE SUPERVISORY SWITCH, CYLINDER MOUNTING STRAP, TOP PLUG | SHIELD | SD-147HFC-02 | SET | 3 | 6567 | 2148 | 20 | 6444 | 0 | FALSE |  |  | 0 | NULL
34.5.1.2 |  | SHIELD200 (SD-HFC227EA) AGENT (PER KG) | SHIELD | SD-HFC-227ea | KG | 312 | 70 | 23 | 20 | 7176 | 0 | FALSE |  |  | 0 | NULL
34.5.1.3 |  | REMOVABLE ELECTRIC ACTUATOR C/W SUPERVISORY SWITCH, 1 INCH CONNECTION, UL LISTED, EXT. MONITORING SWITCH WITH CLAMP, SD-EMS0025 | SHIELD | SD-REA-SS | NOS | 1 | 1690 | 553 | 20 | 553 | 0 | FALSE |  |  | 0 | NULL
34.5.1.4 |  | MANUAL ACTUATOR WITH PUSH TO OPERATE | SHIELD | SD-MA0025 | NOS | 1 | 200 | 66 | 20 | 66 | 0 | FALSE |  |  | 0 | NULL
34.5.1.5 |  | PNEUMATIC ACTUATOR | SHIELD | SD-PA0025 | NOS | 2 | 180 | 59 | 20 | 118 | 0 | FALSE |  |  | 0 | NULL
34.5.1.6 |  | DISCHARGE PRESSURE SWITCH | SHIELD | SD-DPS-B6-95-1 | NOS | 1 | 300 | 99 | 20 | 99 | 0 | FALSE |  |  | 0 | NULL
34.5.1.7 |  | DISCHARGE HOSE 2 INCH (50MM) WITH FEMALE SWIVEL FITTINGS | SHIELD | SD-DH0050 | NOS | 3 | 480 | 157 | 20 | 471 | 0 | FALSE |  |  | 0 | NULL
34.5.1.8 |  | 2 INCH (50MM) CHECK VALVE | SHIELD | SD-CV0050 | NOS | 3 | 430 | 141 | 20 | 423 | 0 | FALSE |  |  | 0 | NULL
34.5.1.9 |  | 1/4" PNEUMATIC ACTUATION FLEXIBLE HOSE WITH FEMALE SWIVEL FITTINGS - 1 NO. X 1/4" PNEUMATIC ELBOW USED AT SLAVE CYLINDER VALVE (SD-ELWFH-092) - 6 NOS. X 1/4" NIPPLE USED AT MASTER CYLINDER VALVE (SD-NPFH-090) - 2 NOS. X PNEUMATIC TEE (SD-TFH-091) | SHIELD | SDFLXHS0015 | NOS | 2 | 40 | 14 | 20 | 28 | 0 | FALSE |  |  | 0 | NULL
34.5.1.10 |  | MANIFOLD FOR 3 CYLINDER | SHIELD | SD-MF100-65-3 | NOS | 1 | 880 | 288 | 20 | 288 | 0 | FALSE |  |  | 0 | NULL
34.5.1.11 |  | DISCHARGE NOZZLE | SHIELD | SD-NXXX-XX | NOS | 4 | 200 | 66 | 20 | 264 | 0 | FALSE |  |  | 0 | NULL
34.5.1.12 |  | FM200 WARNING SIGNAGE | SHIELD | SD-FM-WARN | SET | 1 | 300 | 99 | 20 | 99 | 0 | FALSE |  |  | 0 | NULL
34.5.2 |  | ELECTRICAL COMPONENTS |  |  |  | 0 | 0 | 0 | 0 | 0 | 0 | FALSE |  |  | 0 | NULL
34.5.2.1 |  | PHOTOELECTRIC SMOKE DETECTOR w/base | FIKE | 63-1058 & 63-1061 | NOS | 6 | 450 | 148 | 20 | 888 | 0 | FALSE |  |  | 0 | NULL
34.5.2.2 |  | ABORT SWITCHES, c/w Back box | FIKE | 10-2965 | NOS | 2 | 360 | 118 | 20 | 236 | 0 | FALSE |  |  | 0 | NULL
34.5.2.3 |  | INTELLIGENT AGENT RELEASE PULL STATION, P/N.# 20-1343 - FIKE WITH BACKBOX | FIKE | 20-1343 | NOS | 2 | 395 | 130 | 20 | 260 | 0 | FALSE |  |  | 0 | NULL
34.5.2.4 |  | BELL, 6" WITH BACKBOX | SHIELD | FB-1000C6 | NOS | 2 | 85 | 28 | 20 | 56 | 0 | FALSE |  |  | 0 | NULL
34.5.2.5 |  | HORN/STROBE, INDOOR, SELECTABLE CANDELA STROBE, WALL MOUNT, RED, UL LISTED, MODEL : SH-HSIR - SHIELD | SHIELD | SH-HSIR | NOS | 2 | 150 | 50 | 20 | 100 | 0 | FALSE |  |  | 0 | NULL
34.5.2.6 |  | STROBE, SELECTABLE CANDELA STROBE, WALL MOUNT, RED, INDOOR, UL LISTED, MODEL: SH-STIR - SHIELD WITH BACKBOX | SHIELD | SH-STIR | NOS | 2 | 125 | 41 | 20 | 82 | 0 | FALSE |  |  | 0 | NULL
34.5.2.7 |  | RELEASE CONTROL MODULE W/ ISOLATOR BASE | FIKE | 55 -053 | NOS | 1 | 1140 | 373 | 20 | 373 | 0 | FALSE |  |  | 0 | NULL
34.5.2.8 |  | MINI MONITOR MODULE W/ ISOLATOR BASE | FIKE | 55 -050 | NOS | 2 | 340 | 112 | 20 | 224 | 0 | FALSE |  |  | 0 | NULL
34.5.2.9 |  | MONITOR MODULE W/ ISOLATOR | FIKE | 55 -046 | NOS | 5 | 380 | 125 | 20 | 625 | 0 | FALSE |  |  | 0 | NULL
34.5.2.10 |  | CONTROL MODULE W/ ISOLATOR | FIKE | 55 -047 | NOS | 6 | 435 | 143 | 20 | 858 | 0 | FALSE |  |  | 0 | NULL
34.6 |  | SHIELD FM 200 FIRE EXTINGUISHING SYSTEM, TOTAL FLOODING, MODULAR, 360 PSI - SS 21.2 - ROOM 4 |  |  |  | 0 | 0 | 0 | 5 | 0 | 0 | FALSE |  |  | 0 | NULL
34.6.1 |  | MECHANICAL COMPONENTS (MAIN) |  |  |  | 0 | 0 | 0 | 5 | 0 | 0 | FALSE |  |  | 0 | NULL
34.6.1.1 |  | 180 L HFC227EA AGENT CYLINDER ASSEMBLY COMPLETE WITH: CYLINDER HEAD VALVE WITH PRESSURE GAUGE, PRESSURE SUPERVISORY SWITCH, CYLINDER MOUNTING STRAP, TOP PLUG | SHIELD | SD-180HFC-02 | SET | 1 | 7247 | 2370 | 20 | 2370 | 0 | FALSE |  |  | 0 | NULL
34.6.1.2 |  | SHIELD200 (SD-HFC227EA) AGENT (PER KG) | SHIELD | SD-HFC-227ea | KG | 133 | 70 | 23 | 20 | 3059 | 0 | FALSE |  |  | 0 | NULL
34.6.1.3 |  | REMOVABLE ELECTRIC ACTUATOR C/W SUPERVISORY SWITCH, 1 INCH CONNECTION, UL LISTED, EXT. MONITORING SWITCH WITH CLAMP, SD-EMS0025 | SHIELD | SD-REA-SS | NOS | 1 | 1690 | 553 | 20 | 553 | 0 | FALSE |  |  | 0 | NULL
34.6.1.4 |  | MANUAL ACTUATOR WITH PUSH TO OPERATE | SHIELD | SD-MA0025 | NOS | 1 | 200 | 66 | 20 | 66 | 0 | FALSE |  |  | 0 | NULL
34.6.1.5 |  | DISCHARGE PRESSURE SWITCH | SHIELD | SD-DPS-B6-95-1 | NOS | 1 | 300 | 99 | 20 | 99 | 0 | FALSE |  |  | 0 | NULL
34.6.1.6 |  | DISCHARGE NOZZLE | SHIELD | SD-NXXX-XX | NOS | 2 | 200 | 66 | 20 | 132 | 0 | FALSE |  |  | 0 | NULL
34.6.1.7 |  | FM200 WARNING SIGNAGE | SHIELD | SD-FM-WARN | SET | 1 | 300 | 99 | 20 | 99 | 0 | FALSE |  |  | 0 | NULL
34.6.2 |  | ELECTRICAL COMPONENTS |  |  |  | 0 | 0 | 0 | 0 | 0 | 0 | FALSE |  |  | 0 | NULL
34.6.2.1 |  | PHOTOELECTRIC SMOKE DETECTOR w/base | FIKE | 63-1058 & 63-1061 | NOS | 4 | 450 | 148 | 20 | 592 | 0 | FALSE |  |  | 0 | NULL
34.6.2.2 |  | ABORT SWITCHES, c/w Back box | FIKE | 10-2965 | NOS | 2 | 360 | 118 | 20 | 236 | 0 | FALSE |  |  | 0 | NULL
34.6.2.3 |  | INTELLIGENT AGENT RELEASE PULL STATION, P/N.# 20-1343 - FIKE WITH BACKBOX | FIKE | 20-1343 | NOS | 2 | 395 | 130 | 20 | 260 | 0 | FALSE |  |  | 0 | NULL
34.6.2.4 |  | BELL, 6" WITH BACKBOX | SHIELD | FB-1000C6 | NOS | 2 | 85 | 28 | 20 | 56 | 0 | FALSE |  |  | 0 | NULL
34.6.2.5 |  | HORN/STROBE, INDOOR, SELECTABLE CANDELA STROBE, WALL MOUNT, RED, UL LISTED, MODEL : SH-HSIR - SHIELD | SHIELD | SH-HSIR | NOS | 2 | 150 | 50 | 20 | 100 | 0 | FALSE |  |  | 0 | NULL
34.6.2.6 |  | STROBE, SELECTABLE CANDELA STROBE, WALL MOUNT, RED, INDOOR, UL LISTED, MODEL: SH-STIR - SHIELD WITH BACKBOX | SHIELD | SH-STIR | NOS | 2 | 125 | 41 | 20 | 82 | 0 | FALSE |  |  | 0 | NULL
34.6.2.7 |  | RELEASE CONTROL MODULE W/ ISOLATOR BASE | FIKE | 55 -053 | NOS | 1 | 1140 | 373 | 20 | 373 | 0 | FALSE |  |  | 0 | NULL
34.6.2.8 |  | MINI MONITOR MODULE W/ ISOLATOR BASE | FIKE | 55 -050 | NOS | 2 | 340 | 112 | 20 | 224 | 0 | FALSE |  |  | 0 | NULL
34.6.2.9 |  | MONITOR MODULE W/ ISOLATOR | FIKE | 55 -046 | NOS | 3 | 380 | 125 | 20 | 375 | 0 | FALSE |  |  | 0 | NULL
34.6.2.10 |  | CONTROL MODULE W/ ISOLATOR | FIKE | 55 -047 | NOS | 6 | 435 | 143 | 20 | 858 | 0 | FALSE |  |  | 0 | NULL
35 |  | BOQ FOR FIREFIGHTING WORKS - SS 21.3 |  |  |  | 0 | 0 | 0 | 0 | 0 | 0 | FALSE |  |  | 0 | NULL
35.1 |  | Portable Type Fire Extinguishers |  |  |  | 0 | 0 | 0 | 0 | 0 | 0 | FALSE |  |  | 0 | NULL
35.1.1 | 10101210064 | DRY POWDER EXTINGUISHER, PORTABLE PRESSURE TYPE, CAPACITY 6 KG, RED COLOR, ABC 40% DRY CHEMICAL POWDER, FIRE RATING: 34A & 183B, CE/KITEMARK/MED APPROVED, MODEL: NP6 - NAFFCO, UAE. | NAFFCO | NP6 | NOS | 18 | 90 | 27 | 10 | 486 | 0 | FALSE |  |  | 0 | NULL
35.1.2 | 10111210050 | CO2 EXTINGUISHER PORTABLE TYPE, CAPACITY: 5 KG, RED COLOR, FIRE RATING: 55B, CE/KITEMARK/MED/LPCB APPROVED, MODEL: NC 5 - NAFFCO, UAE | NAFFCO | NC 5 | NOS | 19 | 171 | 52 | 10 | 988 | 0 | FALSE |  |  | 0 | NULL
35.1.3 | 10104210025 | 25 KG DRY POWDER TROLLEY FIRE EXTINGUISHER KITEMARK, BSI & LPCB | NAFFCO | NTP25 | NOS | 1 | 550 | 165 | 10 | 165 | 0 | FALSE |  |  | 0 | NULL
35.2 |  | FIRE HOSE REEL |  |  |  | 0 | 0 | 0 | 0 | 0 | 0 | FALSE |  |  | 0 | NULL
35.2.1 |  | DOUBLE VERTICAL HOSE REEL CABINET, SURFACE MOUNTED, SOLID DOOR, COMPLETE ELECTRO GALVANIZED SHEET, SIZE: 1490 X 720 X 280 - NAFFCO | NAFFCO |  | NOS | 2 | 500 | 150 | 10 | 300 | 0 | FALSE |  |  | 0 | NULL
35.2.2 | 10911512130 | HOSE RACK ASSEMBLY 2-1/2" X 30 MTR. C/W ANGLE VALVE, WHITE POLYFLEX HOSE AND FOG NOZZLE, FM APPROVED, MODEL: NHR 64V - NAFFCO | NAFFCO | NHR 64V | NOS | 2 | 1118 | 336 | 10 | 672 | 0 | FALSE |  |  | 0 | NULL
35.2.3 | 10651110330 | FIRE HOSE REEL 1" X 30 MTR. CABINET MOUNTED, SWINGING MANUAL WITH PLASTIC NOZZLE, CONFORMING TO BS EN 671-1:2012, CE0086, MODEL: 25 NFH-020M, "KITE MARKED"/LPCB APPROVED - NAFFCO | NAFFCO | 25NFH-020M | NOS | 2 | 394 | 119 | 10 | 238 | 0 | FALSE |  |  | 0 | NULL
35.2.4 | 10101210064 | DRY POWDER EXTINGUISHER, PORTABLE PRESSURE TYPE, CAPACITY 6 KG, RED COLOR, ABC 40% DRY CHEMICAL POWDER, FIRE RATING: 34A & 183B, CE/KITEMARK/MED APPROVED, MODEL: NP6 - NAFFCO, UAE. | NAFFCO | NP6 | NOS | 2 | 90 | 27 | 10 | 54 | 0 | FALSE |  |  | 0 | NULL
35.2.5 | 10111210050 | CO2 EXTINGUISHER PORTABLE TYPE, CAPACITY: 5 KG, RED COLOR, FIRE RATING: 55B, CE/KITEMARK/MED/LPCB APPROVED, MODEL: NC 5 - NAFFCO, UAE | NAFFCO | NC 5 | NOS | 2 | 171 | 52 | 10 | 104 | 0 | FALSE |  |  | 0 | NULL
35.3 |  | SHIELD FM 200 FIRE EXTINGUISHING SYSTEM, TOTAL FLOODING, MODULAR, 360 PSI - SS 21.3 - ROOM 1 |  |  |  | 0 | 0 | 0 | 5 | 0 | 0 | FALSE |  |  | 0 | NULL
35.3.1 |  | MECHANICAL COMPONENTS (MAIN) |  |  |  | 0 | 0 | 0 | 5 | 0 | 0 | FALSE |  |  | 0 | NULL
35.3.1.1 |  | 369 L HFC227EA AGENT CYLINDER ASSEMBLY COMPLETE WITH: CYLINDER HEAD VALVE WITH PRESSURE GAUGE, PRESSURE SUPERVISORY SWITCH, CYLINDER MOUNTING STRAP, TOP PLUG | SHIELD | SD-369HFC-03 | SET | 4 | 13247 | 4332 | 20 | 17328 | 0 | FALSE |  |  | 0 | NULL
35.3.1.2 |  | SHIELD200 (SD-HFC227EA) AGENT (PER KG) | SHIELD | SD-HFC-227ea | KG | 1064 | 70 | 23 | 20 | 24472 | 0 | FALSE |  |  | 0 | NULL
35.3.1.3 |  | 3 INCH (80MM) OUTLET ADAPTOR USED TO 369L CYLINDER VALVE OUTLET | SHIELD | SD-VOA0080 | NOS | 4 | 200 | 66 | 20 | 264 | 0 | FALSE |  |  | 0 | NULL
35.3.1.4 |  | REMOVABLE ELECTRIC ACTUATOR C/W SUPERVISORY SWITCH, 1 INCH CONNECTION, UL LISTED, EXT. MONITORING SWITCH WITH CLAMP, SD-EMS0025 | SHIELD | SD-REA-SS | NOS | 2 | 1690 | 553 | 20 | 1106 | 0 | FALSE |  |  | 0 | NULL
35.3.1.5 |  | MANUAL ACTUATOR WITH PUSH TO OPERATE | SHIELD | SD-MA0025 | NOS | 2 | 200 | 66 | 20 | 132 | 0 | FALSE |  |  | 0 | NULL
35.3.1.6 |  | PNEUMATIC ACTUATOR | SHIELD | SD-PA0025 | NOS | 2 | 180 | 59 | 20 | 118 | 0 | FALSE |  |  | 0 | NULL
35.3.1.7 |  | DISCHARGE PRESSURE SWITCH | SHIELD | SD-DPS-B6-95-1 | NOS | 2 | 300 | 99 | 20 | 198 | 0 | FALSE |  |  | 0 | NULL
35.3.1.8 |  | DISCHARGE HOSE 3 INCH (80MM) C/W CHECK VALVE WITH FEMALE SWIVEL FITTINGS | SHIELD | SD-DHCV0080 | NOS | 4 | 2640 | 864 | 20 | 3456 | 0 | FALSE |  |  | 0 | NULL
35.3.1.9 |  | 1/4" PNEUMATIC ACTUATION FLEXIBLE HOSE WITH FEMALE SWIVEL FITTINGS - 1 NO. X 1/4" PNEUMATIC ELBOW USED AT SLAVE CYLINDER VALVE (SD-ELWFH-092) - 6 NOS. X 1/4" NIPPLE USED AT MASTER CYLINDER VALVE (SD-NPFH-090) - 2 NOS. X PNEUMATIC TEE (SD-TFH-091) | SHIELD | SDFLXHS0015 | NOS | 2 | 40 | 14 | 20 | 28 | 0 | FALSE |  |  | 0 | NULL
35.3.1.10 |  | MANIFOLD FOR 2 CYLINDER | SHIELD | SD-MF100-80-2 | NOS | 2 | 630 | 206 | 20 | 412 | 0 | FALSE |  |  | 0 | NULL
35.3.1.11 |  | DISCHARGE NOZZLE | SHIELD | SD-NXXX-XX | NOS | 13 | 200 | 66 | 20 | 858 | 0 | FALSE |  |  | 0 | NULL
35.3.1.12 |  | FM200 WARNING SIGNAGE | SHIELD | SD-FM-WARN | SET | 2 | 300 | 99 | 20 | 198 | 0 | FALSE |  |  | 0 | NULL
35.3.2 |  | ELECTRICAL COMPONENTS |  |  |  | 0 | 0 | 0 | 0 | 0 | 0 | FALSE |  |  | 0 | NULL
35.3.2.1 |  | 2 LOOP ADDRESSABLE FIRE EXTINGUISHING PANEL, COMPLETE WITH: 24V DC BACK UP BATTERY WITH 75 AH BATTERY ENCLOSURE 2 NOS. CRM4 RELAY MODULE | Cheetah Xi - FIKE | 10-068-R-2-L | SETS | 1 | 8500 | 2780 | 20 | 2780 | 0 | FALSE |  |  | 0 | NULL
35.3.2.2 |  | PHOTOELECTRIC SMOKE DETECTOR w/base | FIKE | 63-1058 & 63-1061 | NOS | 18 | 450 | 148 | 20 | 2664 | 0 | FALSE |  |  | 0 | NULL
35.3.2.3 |  | ABORT SWITCHES, c/w Back box | FIKE | 10-2965 | NOS | 2 | 360 | 118 | 20 | 236 | 0 | FALSE |  |  | 0 | NULL
35.3.2.4 |  | INTELLIGENT AGENT RELEASE PULL STATION, P/N.# 20-1343 - FIKE WITH BACKBOX | FIKE | 20-1343 | NOS | 2 | 395 | 130 | 20 | 260 | 0 | FALSE |  |  | 0 | NULL
35.3.2.5 |  | BELL, 6" WITH BACKBOX | SHIELD | FB-1000C6 | NOS | 2 | 85 | 28 | 20 | 56 | 0 | FALSE |  |  | 0 | NULL
35.3.2.6 |  | HORN/STROBE, INDOOR, SELECTABLE CANDELA STROBE, WALL MOUNT, RED, UL LISTED, MODEL : SH-HSIR - SHIELD | SHIELD | SH-HSIR | NOS | 2 | 150 | 50 | 20 | 100 | 0 | FALSE |  |  | 0 | NULL
35.3.2.7 |  | STROBE, SELECTABLE CANDELA STROBE, WALL MOUNT, RED, INDOOR, UL LISTED, MODEL: SH-STIR - SHIELD WITH BACKBOX | SHIELD | SH-STIR | NOS | 2 | 125 | 41 | 20 | 82 | 0 | FALSE |  |  | 0 | NULL
35.3.2.8 |  | RELEASE CONTROL MODULE W/ ISOLATOR BASE | FIKE | 55 -053 | NOS | 2 | 1140 | 373 | 20 | 746 | 0 | FALSE |  |  | 0 | NULL
35.3.2.9 |  | MINI MONITOR MODULE W/ ISOLATOR BASE | FIKE | 55 -050 | NOS | 2 | 340 | 112 | 20 | 224 | 0 | FALSE |  |  | 0 | NULL
35.3.2.10 |  | MONITOR MODULE W/ ISOLATOR | FIKE | 55 -046 | NOS | 10 | 380 | 125 | 20 | 1250 | 0 | FALSE |  |  | 0 | NULL
35.3.2.11 |  | CONTROL MODULE W/ ISOLATOR | FIKE | 55 -047 | NOS | 6 | 435 | 143 | 20 | 858 | 0 | FALSE |  |  | 0 | NULL
35.3.2.12 |  | POWER SUPPLY UNIT, 24V DC ,10 Amps, W / battery | FIKE | 10-2829-1-0-01-0-1-01 | NOS | 1 | 1676 | 549 | 20 | 549 | 0 | FALSE |  |  | 0 | NULL
35.4 |  | SHIELD FM 200 FIRE EXTINGUISHING SYSTEM, TOTAL FLOODING, MODULAR, 360 PSI - SS 21.3 - ROOM 2 |  |  |  | 0 | 0 | 0 | 5 | 0 | 0 | FALSE |  |  | 0 | NULL
35.4.1 |  | MECHANICAL COMPONENTS (MAIN) |  |  |  | 0 | 0 | 0 | 5 | 0 | 0 | FALSE |  |  | 0 | NULL
35.4.1.1 |  | 369 L HFC227EA AGENT CYLINDER ASSEMBLY COMPLETE WITH: CYLINDER HEAD VALVE WITH PRESSURE GAUGE, PRESSURE SUPERVISORY SWITCH, CYLINDER MOUNTING STRAP, TOP PLUG | SHIELD | SD-369HFC-03 | SET | 2 | 13247 | 4332 | 20 | 8664 | 0 | FALSE |  |  | 0 | NULL
35.3.1.2 |  | SHIELD200 (SD-HFC227EA) AGENT (PER KG) | SHIELD | SD-HFC-227ea | KG | 576 | 70 | 23 | 20 | 13248 | 0 | FALSE |  |  | 0 | NULL
35.3.1.3 |  | 3 INCH (80MM) OUTLET ADAPTOR USED TO 369L CYLINDER VALVE OUTLET | SHIELD | SD-VOA0080 | NOS | 2 | 200 | 66 | 20 | 132 | 0 | FALSE |  |  | 0 | NULL
35.3.1.4 |  | REMOVABLE ELECTRIC ACTUATOR C/W SUPERVISORY SWITCH, 1 INCH CONNECTION, UL LISTED, EXT. MONITORING SWITCH WITH CLAMP, SD-EMS0025 | SHIELD | SD-REA-SS | NOS | 1 | 1690 | 553 | 20 | 553 | 0 | FALSE |  |  | 0 | NULL
35.3.1.5 |  | MANUAL ACTUATOR WITH PUSH TO OPERATE | SHIELD | SD-MA0025 | NOS | 1 | 200 | 66 | 20 | 66 | 0 | FALSE |  |  | 0 | NULL
35.3.1.6 |  | PNEUMATIC ACTUATOR | SHIELD | SD-PA0025 | NOS | 1 | 180 | 59 | 20 | 59 | 0 | FALSE |  |  | 0 | NULL
35.3.1.7 |  | DISCHARGE PRESSURE SWITCH | SHIELD | SD-DPS-B6-95-1 | NOS | 1 | 300 | 99 | 20 | 99 | 0 | FALSE |  |  | 0 | NULL
35.3.1.8 |  | DISCHARGE HOSE 3 INCH (80MM) C/W CHECK VALVE WITH FEMALE SWIVEL FITTINGS | SHIELD | SD-DHCV0080 | NOS | 2 | 2640 | 864 | 20 | 1728 | 0 | FALSE |  |  | 0 | NULL
35.3.1.9 |  | 1/4" PNEUMATIC ACTUATION FLEXIBLE HOSE WITH FEMALE SWIVEL FITTINGS - 1 NO. X 1/4" PNEUMATIC ELBOW USED AT SLAVE CYLINDER VALVE (SD-ELWFH-092) - 6 NOS. X 1/4" NIPPLE USED AT MASTER CYLINDER VALVE (SD-NPFH-090) - 2 NOS. X PNEUMATIC TEE (SD-TFH-091) | SHIELD | SDFLXHS0015 | NOS | 1 | 40 | 14 | 20 | 14 | 0 | FALSE |  |  | 0 | NULL
35.3.1.10 |  | MANIFOLD FOR 2 CYLINDER | SHIELD | SD-MF100-80-2 | NOS | 1 | 630 | 206 | 20 | 206 | 0 | FALSE |  |  | 0 | NULL
35.3.1.11 |  | DISCHARGE NOZZLE | SHIELD | SD-NXXX-XX | NOS | 7 | 200 | 66 | 20 | 462 | 0 | FALSE |  |  | 0 | NULL
35.3.1.12 |  | FM200 WARNING SIGNAGE | SHIELD | SD-FM-WARN | SET | 1 | 300 | 99 | 20 | 99 | 0 | FALSE |  |  | 0 | NULL
35.4.2 |  | ELECTRICAL COMPONENTS |  |  |  | 0 | 0 | 0 | 0 | 0 | 0 | FALSE |  |  | 0 | NULL
35.4.2.1 |  | PHOTOELECTRIC SMOKE DETECTOR w/base | FIKE | 63-1058 & 63-1061 | NOS | 10 | 450 | 148 | 20 | 1480 | 0 | FALSE |  |  | 0 | NULL
35.4.2.2 |  | ABORT SWITCHES, c/w Back box | FIKE | 10-2965 | NOS | 2 | 360 | 118 | 20 | 236 | 0 | FALSE |  |  | 0 | NULL
35.4.2.3 |  | INTELLIGENT AGENT RELEASE PULL STATION, P/N.# 20-1343 - FIKE WITH BACKBOX | FIKE | 20-1343 | NOS | 2 | 395 | 130 | 20 | 260 | 0 | FALSE |  |  | 0 | NULL
35.4.2.4 |  | BELL, 6" WITH BACKBOX | SHIELD | FB-1000C6 | NOS | 2 | 85 | 28 | 20 | 56 | 0 | FALSE |  |  | 0 | NULL
35.4.2.5 |  | HORN/STROBE, INDOOR, SELECTABLE CANDELA STROBE, WALL MOUNT, RED, UL LISTED, MODEL : SH-HSIR - SHIELD | SHIELD | SH-HSIR | NOS | 2 | 150 | 50 | 20 | 100 | 0 | FALSE |  |  | 0 | NULL
35.4.2.6 |  | STROBE, SELECTABLE CANDELA STROBE, WALL MOUNT, RED, INDOOR, UL LISTED, MODEL: SH-STIR - SHIELD WITH BACKBOX | SHIELD | SH-STIR | NOS | 2 | 125 | 41 | 20 | 82 | 0 | FALSE |  |  | 0 | NULL
35.4.2.7 |  | RELEASE CONTROL MODULE W/ ISOLATOR BASE | FIKE | 55 -053 | NOS | 1 | 1140 | 373 | 20 | 373 | 0 | FALSE |  |  | 0 | NULL
35.4.2.8 |  | MINI MONITOR MODULE W/ ISOLATOR BASE | FIKE | 55 -050 | NOS | 2 | 340 | 112 | 20 | 224 | 0 | FALSE |  |  | 0 | NULL
35.4.2.9 |  | MONITOR MODULE W/ ISOLATOR | FIKE | 55 -046 | NOS | 4 | 380 | 125 | 20 | 500 | 0 | FALSE |  |  | 0 | NULL
35.4.2.10 |  | CONTROL MODULE W/ ISOLATOR | FIKE | 55 -047 | NOS | 6 | 435 | 143 | 20 | 858 | 0 | FALSE |  |  | 0 | NULL
35.5 |  | SHIELD FM 200 FIRE EXTINGUISHING SYSTEM, TOTAL FLOODING, MODULAR, 360 PSI - SS 21.3 - ROOM 3 |  |  |  | 0 | 0 | 0 | 5 | 0 | 0 | FALSE |  |  | 0 | NULL
35.5.1 |  | MECHANICAL COMPONENTS (MAIN) |  |  |  | 0 | 0 | 0 | 5 | 0 | 0 | FALSE |  |  | 0 | NULL
35.5.1.1 |  | 147 L HFC227EA AGENT CYLINDER ASSEMBLY COMPLETE WITH: CYLINDER HEAD VALVE WITH PRESSURE GAUGE, PRESSURE SUPERVISORY SWITCH, CYLINDER MOUNTING STRAP, TOP PLUG | SHIELD | SD-147HFC-02 | SET | 3 | 6567 | 2148 | 20 | 6444 | 0 | FALSE |  |  | 0 | NULL
35.5.1.2 |  | SHIELD200 (SD-HFC227EA) AGENT (PER KG) | SHIELD | SD-HFC-227ea | KG | 312 | 70 | 23 | 20 | 7176 | 0 | FALSE |  |  | 0 | NULL
35.5.1.3 |  | REMOVABLE ELECTRIC ACTUATOR C/W SUPERVISORY SWITCH, 1 INCH CONNECTION, UL LISTED, EXT. MONITORING SWITCH WITH CLAMP, SD-EMS0025 | SHIELD | SD-REA-SS | NOS | 1 | 1690 | 553 | 20 | 553 | 0 | FALSE |  |  | 0 | NULL
35.5.1.4 |  | MANUAL ACTUATOR WITH PUSH TO OPERATE | SHIELD | SD-MA0025 | NOS | 1 | 200 | 66 | 20 | 66 | 0 | FALSE |  |  | 0 | NULL
35.5.1.5 |  | PNEUMATIC ACTUATOR | SHIELD | SD-PA0025 | NOS | 2 | 180 | 59 | 20 | 118 | 0 | FALSE |  |  | 0 | NULL
35.5.1.6 |  | DISCHARGE PRESSURE SWITCH | SHIELD | SD-DPS-B6-95-1 | NOS | 1 | 300 | 99 | 20 | 99 | 0 | FALSE |  |  | 0 | NULL
35.5.1.7 |  | DISCHARGE HOSE 2 INCH (50MM) WITH FEMALE SWIVEL FITTINGS | SHIELD | SD-DH0050 | NOS | 3 | 480 | 157 | 20 | 471 | 0 | FALSE |  |  | 0 | NULL
35.5.1.8 |  | 2 INCH (50MM) CHECK VALVE | SHIELD | SD-CV0050 | NOS | 3 | 430 | 141 | 20 | 423 | 0 | FALSE |  |  | 0 | NULL
35.5.1.9 |  | 1/4" PNEUMATIC ACTUATION FLEXIBLE HOSE WITH FEMALE SWIVEL FITTINGS - 1 NO. X 1/4" PNEUMATIC ELBOW USED AT SLAVE CYLINDER VALVE (SD-ELWFH-092) - 6 NOS. X 1/4" NIPPLE USED AT MASTER CYLINDER VALVE (SD-NPFH-090) - 2 NOS. X PNEUMATIC TEE (SD-TFH-091) | SHIELD | SDFLXHS0015 | NOS | 2 | 40 | 14 | 20 | 28 | 0 | FALSE |  |  | 0 | NULL
35.5.1.10 |  | MANIFOLD FOR 3 CYLINDER | SHIELD | SD-MF100-65-3 | NOS | 1 | 880 | 288 | 20 | 288 | 0 | FALSE |  |  | 0 | NULL
35.5.1.11 |  | DISCHARGE NOZZLE | SHIELD | SD-NXXX-XX | NOS | 4 | 200 | 66 | 20 | 264 | 0 | FALSE |  |  | 0 | NULL
35.5.1.12 |  | FM200 WARNING SIGNAGE | SHIELD | SD-FM-WARN | SET | 1 | 300 | 99 | 20 | 99 | 0 | FALSE |  |  | 0 | NULL
35.5.2 |  | ELECTRICAL COMPONENTS |  |  |  | 0 | 0 | 0 | 0 | 0 | 0 | FALSE |  |  | 0 | NULL
35.5.2.1 |  | PHOTOELECTRIC SMOKE DETECTOR w/base | FIKE | 63-1058 & 63-1061 | NOS | 6 | 450 | 148 | 20 | 888 | 0 | FALSE |  |  | 0 | NULL
35.5.2.2 |  | ABORT SWITCHES, c/w Back box | FIKE | 10-2965 | NOS | 2 | 360 | 118 | 20 | 236 | 0 | FALSE |  |  | 0 | NULL
35.5.2.3 |  | INTELLIGENT AGENT RELEASE PULL STATION, P/N.# 20-1343 - FIKE WITH BACKBOX | FIKE | 20-1343 | NOS | 2 | 395 | 130 | 20 | 260 | 0 | FALSE |  |  | 0 | NULL
35.5.2.4 |  | BELL, 6" WITH BACKBOX | SHIELD | FB-1000C6 | NOS | 2 | 85 | 28 | 20 | 56 | 0 | FALSE |  |  | 0 | NULL
35.5.2.5 |  | HORN/STROBE, INDOOR, SELECTABLE CANDELA STROBE, WALL MOUNT, RED, UL LISTED, MODEL : SH-HSIR - SHIELD | SHIELD | SH-HSIR | NOS | 2 | 150 | 50 | 20 | 100 | 0 | FALSE |  |  | 0 | NULL
35.5.2.6 |  | STROBE, SELECTABLE CANDELA STROBE, WALL MOUNT, RED, INDOOR, UL LISTED, MODEL: SH-STIR - SHIELD WITH BACKBOX | SHIELD | SH-STIR | NOS | 2 | 125 | 41 | 20 | 82 | 0 | FALSE |  |  | 0 | NULL
35.5.2.7 |  | RELEASE CONTROL MODULE W/ ISOLATOR BASE | FIKE | 55 -053 | NOS | 1 | 1140 | 373 | 20 | 373 | 0 | FALSE |  |  | 0 | NULL
35.5.2.8 |  | MINI MONITOR MODULE W/ ISOLATOR BASE | FIKE | 55 -050 | NOS | 2 | 340 | 112 | 20 | 224 | 0 | FALSE |  |  | 0 | NULL
35.5.2.9 |  | MONITOR MODULE W/ ISOLATOR | FIKE | 55 -046 | NOS | 5 | 380 | 125 | 20 | 625 | 0 | FALSE |  |  | 0 | NULL
35.5.2.10 |  | CONTROL MODULE W/ ISOLATOR | FIKE | 55 -047 | NOS | 6 | 435 | 143 | 20 | 858 | 0 | FALSE |  |  | 0 | NULL
35.6 |  | SHIELD FM 200 FIRE EXTINGUISHING SYSTEM, TOTAL FLOODING, MODULAR, 360 PSI - SS 21.3 - ROOM 3 |  |  |  | 0 | 0 | 0 | 5 | 0 | 0 | FALSE |  |  | 0 | NULL
35.6.1 |  | MECHANICAL COMPONENTS (MAIN) |  |  |  | 0 | 0 | 0 | 5 | 0 | 0 | FALSE |  |  | 0 | NULL
35.6.1.1 |  | 180 L HFC227EA AGENT CYLINDER ASSEMBLY COMPLETE WITH: CYLINDER HEAD VALVE WITH PRESSURE GAUGE, PRESSURE SUPERVISORY SWITCH, CYLINDER MOUNTING STRAP, TOP PLUG | SHIELD | SD-180HFC-02 | SET | 1 | 7247 | 2370 | 20 | 2370 | 0 | FALSE |  |  | 0 | NULL
35.6.1.2 |  | SHIELD200 (SD-HFC227EA) AGENT (PER KG) | SHIELD | SD-HFC-227ea | KG | 133 | 70 | 23 | 20 | 3059 | 0 | FALSE |  |  | 0 | NULL
35.6.1.3 |  | REMOVABLE ELECTRIC ACTUATOR C/W SUPERVISORY SWITCH, 1 INCH CONNECTION, UL LISTED, EXT. MONITORING SWITCH WITH CLAMP, SD-EMS0025 | SHIELD | SD-REA-SS | NOS | 1 | 1690 | 553 | 20 | 553 | 0 | FALSE |  |  | 0 | NULL
35.6.1.4 |  | MANUAL ACTUATOR WITH PUSH TO OPERATE | SHIELD | SD-MA0025 | NOS | 1 | 200 | 66 | 20 | 66 | 0 | FALSE |  |  | 0 | NULL
35.6.1.5 |  | DISCHARGE PRESSURE SWITCH | SHIELD | SD-DPS-B6-95-1 | NOS | 1 | 300 | 99 | 20 | 99 | 0 | FALSE |  |  | 0 | NULL
35.6.1.6 |  | DISCHARGE NOZZLE | SHIELD | SD-NXXX-XX | NOS | 3 | 200 | 66 | 20 | 198 | 0 | FALSE |  |  | 0 | NULL
35.6.1.7 |  | FM200 WARNING SIGNAGE | SHIELD | SD-FM-WARN | SET | 1 | 300 | 99 | 20 | 99 | 0 | FALSE |  |  | 0 | NULL
35.6.2 |  | ELECTRICAL COMPONENTS |  |  |  | 0 | 0 | 0 | 0 | 0 | 0 | FALSE |  |  | 0 | NULL
35.6.2.1 |  | PHOTOELECTRIC SMOKE DETECTOR w/base | FIKE | 63-1058 & 63-1061 | NOS | 4 | 450 | 148 | 20 | 592 | 0 | FALSE |  |  | 0 | NULL
35.6.2.2 |  | ABORT SWITCHES, c/w Back box | FIKE | 10-2965 | NOS | 2 | 360 | 118 | 20 | 236 | 0 | FALSE |  |  | 0 | NULL
35.6.2.3 |  | INTELLIGENT AGENT RELEASE PULL STATION, P/N.# 20-1343 - FIKE WITH BACKBOX | FIKE | 20-1343 | NOS | 2 | 395 | 130 | 20 | 260 | 0 | FALSE |  |  | 0 | NULL
35.6.2.4 |  | BELL, 6" WITH BACKBOX | SHIELD | FB-1000C6 | NOS | 2 | 85 | 28 | 20 | 56 | 0 | FALSE |  |  | 0 | NULL
35.6.2.5 |  | HORN/STROBE, INDOOR, SELECTABLE CANDELA STROBE, WALL MOUNT, RED, UL LISTED, MODEL : SH-HSIR - SHIELD | SHIELD | SH-HSIR | NOS | 2 | 150 | 50 | 20 | 100 | 0 | FALSE |  |  | 0 | NULL
35.6.2.6 |  | STROBE, SELECTABLE CANDELA STROBE, WALL MOUNT, RED, INDOOR, UL LISTED, MODEL: SH-STIR - SHIELD WITH BACKBOX | SHIELD | SH-STIR | NOS | 2 | 125 | 41 | 20 | 82 | 0 | FALSE |  |  | 0 | NULL
35.6.2.7 |  | RELEASE CONTROL MODULE W/ ISOLATOR BASE | FIKE | 55 -053 | NOS | 1 | 1140 | 373 | 20 | 373 | 0 | FALSE |  |  | 0 | NULL
35.6.2.8 |  | MINI MONITOR MODULE W/ ISOLATOR BASE | FIKE | 55 -050 | NOS | 2 | 340 | 112 | 20 | 224 | 0 | FALSE |  |  | 0 | NULL
35.6.2.9 |  | MONITOR MODULE W/ ISOLATOR | FIKE | 55 -046 | NOS | 3 | 380 | 125 | 20 | 375 | 0 | FALSE |  |  | 0 | NULL
35.6.2.10 |  | CONTROL MODULE W/ ISOLATOR | FIKE | 55 -047 | NOS | 6 | 435 | 143 | 20 | 858 | 0 | FALSE |  |  | 0 | NULL
36 |  | BOQ FOR FIREFIGHTING WORKS - SS 21.4 |  |  |  | 0 | 0 | 0 | 0 | 0 | 0 | FALSE |  |  | 0 | NULL
36.1 |  | Portable Type Fire Extinguishers |  |  |  | 0 | 0 | 0 | 0 | 0 | 0 | FALSE |  |  | 0 | NULL
36.1.1 | 10101210064 | DRY POWDER EXTINGUISHER, PORTABLE PRESSURE TYPE, CAPACITY 6 KG, RED COLOR, ABC 40% DRY CHEMICAL POWDER, FIRE RATING: 34A & 183B, CE/KITEMARK/MED APPROVED, MODEL: NP6 - NAFFCO, UAE. | NAFFCO | NP6 | NOS | 9 | 90 | 27 | 10 | 243 | 0 | FALSE |  |  | 0 | NULL
36.1.2 | 10111210050 | CO2 EXTINGUISHER PORTABLE TYPE, CAPACITY: 5 KG, RED COLOR, FIRE RATING: 55B, CE/KITEMARK/MED/LPCB APPROVED, MODEL: NC 5 - NAFFCO, UAE | NAFFCO | NC 5 | NOS | 10 | 171 | 52 | 10 | 520 | 0 | FALSE |  |  | 0 | NULL
36.1.3 | 10104210025 | 25 KG DRY POWDER TROLLEY FIRE EXTINGUISHER KITEMARK, BSI & LPCB | NAFFCO | NTP25 | NOS | 1 | 550 | 165 | 10 | 165 | 0 | FALSE |  |  | 0 | NULL
36.2 |  | FIRE HOSE REEL |  |  |  | 0 | 0 | 0 | 0 | 0 | 0 | FALSE |  |  | 0 | NULL
36.2.1 |  | DOUBLE VERTICAL HOSE REEL CABINET, SURFACE MOUNTED, SOLID DOOR, COMPLETE ELECTRO GALVANIZED SHEET, SIZE: 1490 X 720 X 280 - NAFFCO | NAFFCO |  | NOS | 2 | 500 | 150 | 10 | 300 | 0 | FALSE |  |  | 0 | NULL
36.2.2 | 10911512130 | HOSE RACK ASSEMBLY 2-1/2" X 30 MTR. C/W ANGLE VALVE, WHITE POLYFLEX HOSE AND FOG NOZZLE, FM APPROVED, MODEL: NHR 64V - NAFFCO | NAFFCO | NHR 64V | NOS | 2 | 1118 | 336 | 10 | 672 | 0 | FALSE |  |  | 0 | NULL
36.2.3 | 10651110330 | FIRE HOSE REEL 1" X 30 MTR. CABINET MOUNTED, SWINGING MANUAL WITH PLASTIC NOZZLE, CONFORMING TO BS EN 671-1:2012, CE0086, MODEL: 25 NFH-020M, "KITE MARKED"/LPCB APPROVED - NAFFCO | NAFFCO | 25NFH-020M | NOS | 2 | 394 | 119 | 10 | 238 | 0 | FALSE |  |  | 0 | NULL
36.2.4 | 10101210064 | DRY POWDER EXTINGUISHER, PORTABLE PRESSURE TYPE, CAPACITY 6 KG, RED COLOR, ABC 40% DRY CHEMICAL POWDER, FIRE RATING: 34A & 183B, CE/KITEMARK/MED APPROVED, MODEL: NP6 - NAFFCO, UAE. | NAFFCO | NP6 | NOS | 2 | 90 | 27 | 10 | 54 | 0 | FALSE |  |  | 0 | NULL
36.2.5 | 10111210050 | CO2 EXTINGUISHER PORTABLE TYPE, CAPACITY: 5 KG, RED COLOR, FIRE RATING: 55B, CE/KITEMARK/MED/LPCB APPROVED, MODEL: NC 5 - NAFFCO, UAE | NAFFCO | NC 5 | NOS | 2 | 171 | 52 | 10 | 104 | 0 | FALSE |  |  | 0 | NULL
36.3 |  | SHIELD FM 200 FIRE EXTINGUISHING SYSTEM, TOTAL FLOODING, MODULAR, 360 PSI - SS 21.4 - ROOM 1 |  |  |  | 0 | 0 | 0 | 5 | 0 | 0 | FALSE |  |  | 0 | NULL
36.3.1 |  | MECHANICAL COMPONENTS (MAIN) |  |  |  | 0 | 0 | 0 | 5 | 0 | 0 | FALSE |  |  | 0 | NULL
36.3.1.1 |  | 369 L HFC227EA AGENT CYLINDER ASSEMBLY COMPLETE WITH: CYLINDER HEAD VALVE WITH PRESSURE GAUGE, PRESSURE SUPERVISORY SWITCH, CYLINDER MOUNTING STRAP, TOP PLUG | SHIELD | SD-369HFC-03 | SET | 6 | 13247 | 4332 | 20 | 25992 | 0 | FALSE |  |  | 0 | NULL
36.3.1.2 |  | SHIELD200 (SD-HFC227EA) AGENT (PER KG) | SHIELD | SD-HFC-227ea | KG | 1278 | 70 | 23 | 20 | 29394 | 0 | FALSE |  |  | 0 | NULL
36.3.1.3 |  | 3 INCH (80MM) OUTLET ADAPTOR USED TO 369L CYLINDER VALVE OUTLET | SHIELD | SD-VOA0080 | NOS | 6 | 200 | 66 | 20 | 396 | 0 | FALSE |  |  | 0 | NULL
36.3.1.4 |  | REMOVABLE ELECTRIC ACTUATOR C/W SUPERVISORY SWITCH, 1 INCH CONNECTION, UL LISTED, EXT. MONITORING SWITCH WITH CLAMP, SD-EMS0025 | SHIELD | SD-REA-SS | NOS | 2 | 1690 | 553 | 20 | 1106 | 0 | FALSE |  |  | 0 | NULL
36.3.1.5 |  | MANUAL ACTUATOR WITH PUSH TO OPERATE | SHIELD | SD-MA0025 | NOS | 2 | 200 | 66 | 20 | 132 | 0 | FALSE |  |  | 0 | NULL
36.3.1.6 |  | PNEUMATIC ACTUATOR | SHIELD | SD-PA0025 | NOS | 4 | 180 | 59 | 20 | 236 | 0 | FALSE |  |  | 0 | NULL
36.3.1.7 |  | DISCHARGE PRESSURE SWITCH | SHIELD | SD-DPS-B6-95-1 | NOS | 2 | 300 | 99 | 20 | 198 | 0 | FALSE |  |  | 0 | NULL
36.3.1.8 |  | DISCHARGE HOSE 3 INCH (80MM) C/W CHECK VALVE WITH FEMALE SWIVEL FITTINGS | SHIELD | SD-DHCV0080 | NOS | 6 | 2640 | 864 | 20 | 5184 | 0 | FALSE |  |  | 0 | NULL
36.3.1.9 |  | 1/4" PNEUMATIC ACTUATION FLEXIBLE HOSE WITH FEMALE SWIVEL FITTINGS - 1 NO. X 1/4" PNEUMATIC ELBOW USED AT SLAVE CYLINDER VALVE (SD-ELWFH-092) - 6 NOS. X 1/4" NIPPLE USED AT MASTER CYLINDER VALVE (SD-NPFH-090) - 2 NOS. X PNEUMATIC TEE (SD-TFH-091) | SHIELD | SDFLXHS0015 | NOS | 4 | 40 | 14 | 20 | 56 | 0 | FALSE |  |  | 0 | NULL
36.3.1.10 |  | MANIFOLD FOR 3 CYLINDER | SHIELD | SD-MF100-80-3 | NOS | 2 | 880 | 288 | 20 | 576 | 0 | FALSE |  |  | 0 | NULL
36.3.1.11 |  | DISCHARGE NOZZLE | SHIELD | SD-NXXX-XX | NOS | 16 | 200 | 66 | 20 | 1056 | 0 | FALSE |  |  | 0 | NULL
36.3.1.12 |  | FM200 WARNING SIGNAGE | SHIELD | SD-FM-WARN | SET | 2 | 300 | 99 | 20 | 198 | 0 | FALSE |  |  | 0 | NULL
36.3.2 |  | ELECTRICAL COMPONENTS |  |  |  | 0 | 0 | 0 | 0 | 0 | 0 | FALSE |  |  | 0 | NULL
36.3.2.1 |  | 2 LOOP ADDRESSABLE FIRE EXTINGUISHING PANEL, COMPLETE WITH: 24V DC BACK UP BATTERY WITH 75 AH BATTERY ENCLOSURE 2 NOS. CRM4 RELAY MODULE | Cheetah Xi - FIKE | 10-068-R-2-L | SETS | 1 | 8500 | 2780 | 20 | 2780 | 0 | FALSE |  |  | 0 | NULL
36.3.2.2 |  | PHOTOELECTRIC SMOKE DETECTOR w/base | FIKE | 63-1058 & 63-1061 | NOS | 22 | 450 | 148 | 20 | 3256 | 0 | FALSE |  |  | 0 | NULL
36.3.2.3 |  | ABORT SWITCHES, c/w Back box | FIKE | 10-2965 | NOS | 2 | 360 | 118 | 20 | 236 | 0 | FALSE |  |  | 0 | NULL
36.3.2.4 |  | INTELLIGENT AGENT RELEASE PULL STATION, P/N.# 20-1343 - FIKE WITH BACKBOX | FIKE | 20-1343 | NOS | 2 | 395 | 130 | 20 | 260 | 0 | FALSE |  |  | 0 | NULL
36.3.2.5 |  | BELL, 6" WITH BACKBOX | SHIELD | FB-1000C6 | NOS | 2 | 85 | 28 | 20 | 56 | 0 | FALSE |  |  | 0 | NULL
36.3.2.6 |  | HORN/STROBE, INDOOR, SELECTABLE CANDELA STROBE, WALL MOUNT, RED, UL LISTED, MODEL : SH-HSIR - SHIELD | SHIELD | SH-HSIR | NOS | 2 | 150 | 50 | 20 | 100 | 0 | FALSE |  |  | 0 | NULL
36.3.2.7 |  | STROBE, SELECTABLE CANDELA STROBE, WALL MOUNT, RED, INDOOR, UL LISTED, MODEL: SH-STIR - SHIELD WITH BACKBOX | SHIELD | SH-STIR | NOS | 2 | 125 | 41 | 20 | 82 | 0 | FALSE |  |  | 0 | NULL
36.3.2.8 |  | RELEASE CONTROL MODULE W/ ISOLATOR BASE | FIKE | 55 -053 | NOS | 2 | 1140 | 373 | 20 | 746 | 0 | FALSE |  |  | 0 | NULL
36.3.2.9 |  | MINI MONITOR MODULE W/ ISOLATOR BASE | FIKE | 55 -050 | NOS | 2 | 340 | 112 | 20 | 224 | 0 | FALSE |  |  | 0 | NULL
36.3.2.10 |  | MONITOR MODULE W/ ISOLATOR | FIKE | 55 -046 | NOS | 12 | 380 | 125 | 20 | 1500 | 0 | FALSE |  |  | 0 | NULL
36.3.2.11 |  | CONTROL MODULE W/ ISOLATOR | FIKE | 55 -047 | NOS | 6 | 435 | 143 | 20 | 858 | 0 | FALSE |  |  | 0 | NULL
36.3.2.12 |  | POWER SUPPLY UNIT, 24V DC ,10 Amps, W / battery | FIKE | 10-2829-1-0-01-0-1-01 | NOS | 1 | 1676 | 549 | 20 | 549 | 0 | FALSE |  |  | 0 | NULL
36.3 |  | SHIELD FM 200 FIRE EXTINGUISHING SYSTEM, TOTAL FLOODING, MODULAR, 360 PSI - SS 21.4 - ROOM 2 |  |  |  | 0 | 0 | 0 | 5 | 0 | 0 | FALSE |  |  | 0 | NULL
36.3.1 |  | MECHANICAL COMPONENTS (MAIN) |  |  |  | 0 | 0 | 0 | 5 | 0 | 0 | FALSE |  |  | 0 | NULL
36.3.1.1 |  | 147 L HFC227EA AGENT CYLINDER ASSEMBLY COMPLETE WITH: CYLINDER HEAD VALVE WITH PRESSURE GAUGE, PRESSURE SUPERVISORY SWITCH, CYLINDER MOUNTING STRAP, TOP PLUG | SHIELD | SD-147HFC-02 | SET | 3 | 6567 | 2148 | 20 | 6444 | 0 | FALSE |  |  | 0 | NULL
36.3.1.2 |  | SHIELD200 (SD-HFC227EA) AGENT (PER KG) | SHIELD | SD-HFC-227ea | KG | 303 | 70 | 23 | 20 | 6969 | 0 | FALSE |  |  | 0 | NULL
36.3.1.3 |  | REMOVABLE ELECTRIC ACTUATOR C/W SUPERVISORY SWITCH, 1 INCH CONNECTION, UL LISTED, EXT. MONITORING SWITCH WITH CLAMP, SD-EMS0025 | SHIELD | SD-REA-SS | NOS | 1 | 1690 | 553 | 20 | 553 | 0 | FALSE |  |  | 0 | NULL
36.3.1.4 |  | MANUAL ACTUATOR WITH PUSH TO OPERATE | SHIELD | SD-MA0025 | NOS | 1 | 200 | 66 | 20 | 66 | 0 | FALSE |  |  | 0 | NULL
36.3.1.5 |  | PNEUMATIC ACTUATOR | SHIELD | SD-PA0025 | NOS | 2 | 180 | 59 | 20 | 118 | 0 | FALSE |  |  | 0 | NULL
36.3.1.6 |  | DISCHARGE PRESSURE SWITCH | SHIELD | SD-DPS-B6-95-1 | NOS | 1 | 300 | 99 | 20 | 99 | 0 | FALSE |  |  | 0 | NULL
36.3.1.7 |  | DISCHARGE HOSE 2 INCH (50MM) WITH FEMALE SWIVEL FITTINGS | SHIELD | SD-DH0050 | NOS | 3 | 480 | 157 | 20 | 471 | 0 | FALSE |  |  | 0 | NULL
36.3.1.8 |  | 2 INCH (50MM) CHECK VALVE | SHIELD | SD-CV0050 | NOS | 3 | 430 | 141 | 20 | 423 | 0 | FALSE |  |  | 0 | NULL
36.3.1.9 |  | 1/4" PNEUMATIC ACTUATION FLEXIBLE HOSE WITH FEMALE SWIVEL FITTINGS - 1 NO. X 1/4" PNEUMATIC ELBOW USED AT SLAVE CYLINDER VALVE (SD-ELWFH-092) - 6 NOS. X 1/4" NIPPLE USED AT MASTER CYLINDER VALVE (SD-NPFH-090) - 2 NOS. X PNEUMATIC TEE (SD-TFH-091) | SHIELD | SDFLXHS0015 | NOS | 2 | 40 | 14 | 20 | 28 | 0 | FALSE |  |  | 0 | NULL
36.3.1.10 |  | MANIFOLD FOR 3 CYLINDER | SHIELD | SD-MF100-80-3 | NOS | 1 | 880 | 288 | 20 | 288 | 0 | FALSE |  |  | 0 | NULL
36.3.1.11 |  | DISCHARGE NOZZLE | SHIELD | SD-NXXX-XX | NOS | 4 | 200 | 66 | 20 | 264 | 0 | FALSE |  |  | 0 | NULL
36.3.1.12 |  | FM200 WARNING SIGNAGE | SHIELD | SD-FM-WARN | SET | 1 | 300 | 99 | 20 | 99 | 0 | FALSE |  |  | 0 | NULL
36.3.2 |  | ELECTRICAL COMPONENTS |  |  |  | 0 | 0 | 0 | 0 | 0 | 0 | FALSE |  |  | 0 | NULL
36.3.2.1 |  | PHOTOELECTRIC SMOKE DETECTOR w/base | FIKE | 63-1058 & 63-1061 | NOS | 6 | 450 | 148 | 20 | 888 | 0 | FALSE |  |  | 0 | NULL
36.3.2.2 |  | ABORT SWITCHES, c/w Back box | FIKE | 10-2965 | NOS | 2 | 360 | 118 | 20 | 236 | 0 | FALSE |  |  | 0 | NULL
36.3.2.3 |  | INTELLIGENT AGENT RELEASE PULL STATION, P/N.# 20-1343 - FIKE WITH BACKBOX | FIKE | 20-1343 | NOS | 2 | 395 | 130 | 20 | 260 | 0 | FALSE |  |  | 0 | NULL
36.3.2.4 |  | BELL, 6" WITH BACKBOX | SHIELD | FB-1000C6 | NOS | 2 | 85 | 28 | 20 | 56 | 0 | FALSE |  |  | 0 | NULL
36.3.2.5 |  | HORN/STROBE, INDOOR, SELECTABLE CANDELA STROBE, WALL MOUNT, RED, UL LISTED, MODEL : SH-HSIR - SHIELD | SHIELD | SH-HSIR | NOS | 2 | 150 | 50 | 20 | 100 | 0 | FALSE |  |  | 0 | NULL
36.3.2.6 |  | STROBE, SELECTABLE CANDELA STROBE, WALL MOUNT, RED, INDOOR, UL LISTED, MODEL: SH-STIR - SHIELD WITH BACKBOX | SHIELD | SH-STIR | NOS | 2 | 125 | 41 | 20 | 82 | 0 | FALSE |  |  | 0 | NULL
36.3.2.7 |  | RELEASE CONTROL MODULE W/ ISOLATOR BASE | FIKE | 55 -053 | NOS | 1 | 1140 | 373 | 20 | 373 | 0 | FALSE |  |  | 0 | NULL
36.3.2.8 |  | MINI MONITOR MODULE W/ ISOLATOR BASE | FIKE | 55 -050 | NOS | 2 | 340 | 112 | 20 | 224 | 0 | FALSE |  |  | 0 | NULL
36.3.2.9 |  | MONITOR MODULE W/ ISOLATOR | FIKE | 55 -046 | NOS | 5 | 380 | 125 | 20 | 625 | 0 | FALSE |  |  | 0 | NULL
36.3.2.10 |  | CONTROL MODULE W/ ISOLATOR | FIKE | 55 -047 | NOS | 6 | 435 | 143 | 20 | 858 | 0 | FALSE |  |  | 0 | NULL
36.4 |  | SHIELD FM 200 FIRE EXTINGUISHING SYSTEM, TOTAL FLOODING, MODULAR, 360 PSI - SS 21.4 - ROOM 2 |  |  |  | 0 | 0 | 0 | 5 | 0 | 0 | FALSE |  |  | 0 | NULL
36.4.1 |  | MECHANICAL COMPONENTS (MAIN) |  |  |  | 0 | 0 | 0 | 5 | 0 | 0 | FALSE |  |  | 0 | NULL
36.4.1.1 |  | 180 L HFC227EA AGENT CYLINDER ASSEMBLY COMPLETE WITH: CYLINDER HEAD VALVE WITH PRESSURE GAUGE, PRESSURE SUPERVISORY SWITCH, CYLINDER MOUNTING STRAP, TOP PLUG | SHIELD | SD-180HFC-02 | SET | 1 | 7247 | 2370 | 20 | 2370 | 0 | FALSE |  |  | 0 | NULL
36.4.1.2 |  | SHIELD200 (SD-HFC227EA) AGENT (PER KG) | SHIELD | SD-HFC-227ea | KG | 122 | 70 | 23 | 20 | 2806 | 0 | FALSE |  |  | 0 | NULL
36.4.1.3 |  | REMOVABLE ELECTRIC ACTUATOR C/W SUPERVISORY SWITCH, 1 INCH CONNECTION, UL LISTED, EXT. MONITORING SWITCH WITH CLAMP, SD-EMS0025 | SHIELD | SD-REA-SS | NOS | 1 | 1690 | 553 | 20 | 553 | 0 | FALSE |  |  | 0 | NULL
36.4.1.4 |  | MANUAL ACTUATOR WITH PUSH TO OPERATE | SHIELD | SD-MA0025 | NOS | 1 | 200 | 66 | 20 | 66 | 0 | FALSE |  |  | 0 | NULL
36.4.1.5 |  | DISCHARGE PRESSURE SWITCH | SHIELD | SD-DPS-B6-95-1 | NOS | 1 | 300 | 99 | 20 | 99 | 0 | FALSE |  |  | 0 | NULL
36.4.1.6 |  | DISCHARGE NOZZLE | SHIELD | SD-NXXX-XX | NOS | 2 | 200 | 66 | 20 | 132 | 0 | FALSE |  |  | 0 | NULL
36.4.1.7 |  | FM200 WARNING SIGNAGE | SHIELD | SD-FM-WARN | SET | 1 | 300 | 99 | 20 | 99 | 0 | FALSE |  |  | 0 | NULL
36.3.2 |  | ELECTRICAL COMPONENTS |  |  |  | 0 | 0 | 0 | 0 | 0 | 0 | FALSE |  |  | 0 | NULL
36.3.2.1 |  | PHOTOELECTRIC SMOKE DETECTOR w/base | FIKE | 63-1058 & 63-1061 | NOS | 2 | 450 | 148 | 20 | 296 | 0 | FALSE |  |  | 0 | NULL
36.3.2.2 |  | ABORT SWITCHES, c/w Back box | FIKE | 10-2965 | NOS | 2 | 360 | 118 | 20 | 236 | 0 | FALSE |  |  | 0 | NULL
36.3.2.3 |  | INTELLIGENT AGENT RELEASE PULL STATION, P/N.# 20-1343 - FIKE WITH BACKBOX | FIKE | 20-1343 | NOS | 2 | 395 | 130 | 20 | 260 | 0 | FALSE |  |  | 0 | NULL
36.3.2.4 |  | BELL, 6" WITH BACKBOX | SHIELD | FB-1000C6 | NOS | 2 | 85 | 28 | 20 | 56 | 0 | FALSE |  |  | 0 | NULL
36.3.2.5 |  | HORN/STROBE, INDOOR, SELECTABLE CANDELA STROBE, WALL MOUNT, RED, UL LISTED, MODEL : SH-HSIR - SHIELD | SHIELD | SH-HSIR | NOS | 2 | 150 | 50 | 20 | 100 | 0 | FALSE |  |  | 0 | NULL
36.3.2.6 |  | STROBE, SELECTABLE CANDELA STROBE, WALL MOUNT, RED, INDOOR, UL LISTED, MODEL: SH-STIR - SHIELD WITH BACKBOX | SHIELD | SH-STIR | NOS | 2 | 125 | 41 | 20 | 82 | 0 | FALSE |  |  | 0 | NULL
36.3.2.7 |  | RELEASE CONTROL MODULE W/ ISOLATOR BASE | FIKE | 55 -053 | NOS | 1 | 1140 | 373 | 20 | 373 | 0 | FALSE |  |  | 0 | NULL
36.3.2.8 |  | MINI MONITOR MODULE W/ ISOLATOR BASE | FIKE | 55 -050 | NOS | 2 | 340 | 112 | 20 | 224 | 0 | FALSE |  |  | 0 | NULL
36.3.2.9 |  | MONITOR MODULE W/ ISOLATOR | FIKE | 55 -046 | NOS | 3 | 380 | 125 | 20 | 375 | 0 | FALSE |  |  | 0 | NULL
36.3.2.10 |  | CONTROL MODULE W/ ISOLATOR | FIKE | 55 -047 | NOS | 6 | 435 | 143 | 20 | 858 | 0 | FALSE |  |  | 0 | NULL
37 |  | BOQ FOR FIREFIGHTING WORKS - SS 21.5 |  |  |  | 0 | 0 | 0 | 0 | 0 | 0 | FALSE |  |  | 0 | NULL
37.1 |  | Portable Type Fire Extinguishers |  |  |  | 0 | 0 | 0 | 0 | 0 | 0 | FALSE |  |  | 0 | NULL
37.1.1 | 10101210064 | DRY POWDER EXTINGUISHER, PORTABLE PRESSURE TYPE, CAPACITY 6 KG, RED COLOR, ABC 40% DRY CHEMICAL POWDER, FIRE RATING: 34A & 183B, CE/KITEMARK/MED APPROVED, MODEL: NP6 - NAFFCO, UAE. | NAFFCO | NP6 | NOS | 15 | 90 | 27 | 10 | 405 | 0 | FALSE |  |  | 0 | NULL
37.1.2 | 10111210050 | CO2 EXTINGUISHER PORTABLE TYPE, CAPACITY: 5 KG, RED COLOR, FIRE RATING: 55B, CE/KITEMARK/MED/LPCB APPROVED, MODEL: NC 5 - NAFFCO, UAE | NAFFCO | NC 5 | NOS | 16 | 171 | 52 | 10 | 832 | 0 | FALSE |  |  | 0 | NULL
37.1.3 | 10104210025 | 25 KG DRY POWDER TROLLEY FIRE EXTINGUISHER KITEMARK, BSI & LPCB | NAFFCO | NTP25 | NOS | 1 | 550 | 165 | 10 | 165 | 0 | FALSE |  |  | 0 | NULL
37.2 |  | FIRE HOSE REEL |  |  |  | 0 | 0 | 0 | 0 | 0 | 0 | FALSE |  |  | 0 | NULL
37.2.1 |  | DOUBLE VERTICAL HOSE REEL CABINET, SURFACE MOUNTED, SOLID DOOR, COMPLETE ELECTRO GALVANIZED SHEET, SIZE: 1490 X 720 X 280 - NAFFCO | NAFFCO |  | NOS | 2 | 500 | 150 | 10 | 300 | 0 | FALSE |  |  | 0 | NULL
37.2.2 | 10911512130 | HOSE RACK ASSEMBLY 2-1/2" X 30 MTR. C/W ANGLE VALVE, WHITE POLYFLEX HOSE AND FOG NOZZLE, FM APPROVED, MODEL: NHR 64V - NAFFCO | NAFFCO | NHR 64V | NOS | 2 | 1118 | 336 | 10 | 672 | 0 | FALSE |  |  | 0 | NULL
37.2.3 | 10651110330 | FIRE HOSE REEL 1" X 30 MTR. CABINET MOUNTED, SWINGING MANUAL WITH PLASTIC NOZZLE, CONFORMING TO BS EN 671-1:2012, CE0086, MODEL: 25 NFH-020M, "KITE MARKED"/LPCB APPROVED - NAFFCO | NAFFCO | 25NFH-020M | NOS | 2 | 394 | 119 | 10 | 238 | 0 | FALSE |  |  | 0 | NULL
37.2.4 | 10101210064 | DRY POWDER EXTINGUISHER, PORTABLE PRESSURE TYPE, CAPACITY 6 KG, RED COLOR, ABC 40% DRY CHEMICAL POWDER, FIRE RATING: 34A & 183B, CE/KITEMARK/MED APPROVED, MODEL: NP6 - NAFFCO, UAE. | NAFFCO | NP6 | NOS | 2 | 90 | 27 | 10 | 54 | 0 | FALSE |  |  | 0 | NULL
37.2.5 | 10111210050 | CO2 EXTINGUISHER PORTABLE TYPE, CAPACITY: 5 KG, RED COLOR, FIRE RATING: 55B, CE/KITEMARK/MED/LPCB APPROVED, MODEL: NC 5 - NAFFCO, UAE | NAFFCO | NC 5 | NOS | 2 | 171 | 52 | 10 | 104 | 0 | FALSE |  |  | 0 | NULL
37.3 |  | SHIELD FM 200 FIRE EXTINGUISHING SYSTEM, TOTAL FLOODING, MODULAR, 360 PSI - SS 21.5 - ROOM 1 |  |  |  | 0 | 0 | 0 | 5 | 0 | 0 | FALSE |  |  | 0 | NULL
37.3.1 |  | MECHANICAL COMPONENTS (MAIN) |  |  |  | 0 | 0 | 0 | 5 | 0 | 0 | FALSE |  |  | 0 | NULL
37.3.1.1 |  | 369 L HFC227EA AGENT CYLINDER ASSEMBLY COMPLETE WITH: CYLINDER HEAD VALVE WITH PRESSURE GAUGE, PRESSURE SUPERVISORY SWITCH, CYLINDER MOUNTING STRAP, TOP PLUG | SHIELD | SD-369HFC-03 | SET | 4 | 13247 | 4332 | 20 | 17328 | 0 | FALSE |  |  | 0 | NULL
37.3.1.2 |  | SHIELD200 (SD-HFC227EA) AGENT (PER KG) | SHIELD | SD-HFC-227ea | KG | 744 | 70 | 23 | 20 | 17112 | 0 | FALSE |  |  | 0 | NULL
37.3.1.3 |  | 3 INCH (80MM) OUTLET ADAPTOR USED TO 369L CYLINDER VALVE OUTLET | SHIELD | SD-VOA0080 | NOS | 4 | 200 | 66 | 20 | 264 | 0 | FALSE |  |  | 0 | NULL
37.3.1.4 |  | REMOVABLE ELECTRIC ACTUATOR C/W SUPERVISORY SWITCH, 1 INCH CONNECTION, UL LISTED, EXT. MONITORING SWITCH WITH CLAMP, SD-EMS0025 | SHIELD | SD-REA-SS | NOS | 2 | 1690 | 553 | 20 | 1106 | 0 | FALSE |  |  | 0 | NULL
37.3.1.5 |  | MANUAL ACTUATOR WITH PUSH TO OPERATE | SHIELD | SD-MA0025 | NOS | 2 | 200 | 66 | 20 | 132 | 0 | FALSE |  |  | 0 | NULL
37.3.1.6 |  | PNEUMATIC ACTUATOR | SHIELD | SD-PA0025 | NOS | 2 | 180 | 59 | 20 | 118 | 0 | FALSE |  |  | 0 | NULL
37.3.1.7 |  | DISCHARGE PRESSURE SWITCH | SHIELD | SD-DPS-B6-95-1 | NOS | 2 | 300 | 99 | 20 | 198 | 0 | FALSE |  |  | 0 | NULL
37.3.1.8 |  | DISCHARGE HOSE 3 INCH (80MM) C/W CHECK VALVE WITH FEMALE SWIVEL FITTINGS | SHIELD | SD-DHCV0080 | NOS | 4 | 2640 | 864 | 20 | 3456 | 0 | FALSE |  |  | 0 | NULL
37.3.1.9 |  | 1/4" PNEUMATIC ACTUATION FLEXIBLE HOSE WITH FEMALE SWIVEL FITTINGS - 1 NO. X 1/4" PNEUMATIC ELBOW USED AT SLAVE CYLINDER VALVE (SD-ELWFH-092) - 6 NOS. X 1/4" NIPPLE USED AT MASTER CYLINDER VALVE (SD-NPFH-090) - 2 NOS. X PNEUMATIC TEE (SD-TFH-091) | SHIELD | SDFLXHS0015 | NOS | 2 | 40 | 14 | 20 | 28 | 0 | FALSE |  |  | 0 | NULL
37.3.1.10 |  | MANIFOLD FOR 2 CYLINDER | SHIELD | SD-MF100-80-2 | NOS | 2 | 630 | 206 | 20 | 412 | 0 | FALSE |  |  | 0 | NULL
37.3.1.11 |  | DISCHARGE NOZZLE | SHIELD | SD-NXXX-XX | NOS | 9 | 200 | 66 | 20 | 594 | 0 | FALSE |  |  | 0 | NULL
37.3.1.12 |  | FM200 WARNING SIGNAGE | SHIELD | SD-FM-WARN | SET | 2 | 300 | 99 | 20 | 198 | 0 | FALSE |  |  | 0 | NULL
37.3.2 |  | ELECTRICAL COMPONENTS |  |  |  | 0 | 0 | 0 | 0 | 0 | 0 | FALSE |  |  | 0 | NULL
37.3.2.1 |  | 2 LOOP ADDRESSABLE FIRE EXTINGUISHING PANEL, COMPLETE WITH: 24V DC BACK UP BATTERY WITH 75 AH BATTERY ENCLOSURE 2 NOS. CRM4 RELAY MODULE | Cheetah Xi - FIKE | 10-068-R-2-L | SETS | 1 | 8500 | 2780 | 20 | 2780 | 0 | FALSE |  |  | 0 | NULL
37.3.2.2 |  | PHOTOELECTRIC SMOKE DETECTOR w/base | FIKE | 63-1058 & 63-1061 | NOS | 14 | 450 | 148 | 20 | 2072 | 0 | FALSE |  |  | 0 | NULL
37.3.2.3 |  | ABORT SWITCHES, c/w Back box | FIKE | 10-2965 | NOS | 2 | 360 | 118 | 20 | 236 | 0 | FALSE |  |  | 0 | NULL
37.3.2.4 |  | INTELLIGENT AGENT RELEASE PULL STATION, P/N.# 20-1343 - FIKE WITH BACKBOX | FIKE | 20-1343 | NOS | 2 | 395 | 130 | 20 | 260 | 0 | FALSE |  |  | 0 | NULL
37.3.2.5 |  | BELL, 6" WITH BACKBOX | SHIELD | FB-1000C6 | NOS | 2 | 85 | 28 | 20 | 56 | 0 | FALSE |  |  | 0 | NULL
37.3.2.6 |  | HORN/STROBE, INDOOR, SELECTABLE CANDELA STROBE, WALL MOUNT, RED, UL LISTED, MODEL : SH-HSIR - SHIELD | SHIELD | SH-HSIR | NOS | 2 | 150 | 50 | 20 | 100 | 0 | FALSE |  |  | 0 | NULL
37.3.2.7 |  | STROBE, SELECTABLE CANDELA STROBE, WALL MOUNT, RED, INDOOR, UL LISTED, MODEL: SH-STIR - SHIELD WITH BACKBOX | SHIELD | SH-STIR | NOS | 2 | 125 | 41 | 20 | 82 | 0 | FALSE |  |  | 0 | NULL
37.3.2.8 |  | RELEASE CONTROL MODULE W/ ISOLATOR BASE | FIKE | 55 -053 | NOS | 2 | 1140 | 373 | 20 | 746 | 0 | FALSE |  |  | 0 | NULL
37.3.2.9 |  | MINI MONITOR MODULE W/ ISOLATOR BASE | FIKE | 55 -050 | NOS | 2 | 340 | 112 | 20 | 224 | 0 | FALSE |  |  | 0 | NULL
37.3.2.10 |  | MONITOR MODULE W/ ISOLATOR | FIKE | 55 -046 | NOS | 10 | 380 | 125 | 20 | 1250 | 0 | FALSE |  |  | 0 | NULL
37.3.2.11 |  | CONTROL MODULE W/ ISOLATOR | FIKE | 55 -047 | NOS | 6 | 435 | 143 | 20 | 858 | 0 | FALSE |  |  | 0 | NULL
37.3.2.12 |  | POWER SUPPLY UNIT, 24V DC ,10 Amps, W / battery | FIKE | 10-2829-1-0-01-0-1-01 | NOS | 1 | 1676 | 549 | 20 | 549 | 0 | FALSE |  |  | 0 | NULL
37.4 |  | SHIELD FM 200 FIRE EXTINGUISHING SYSTEM, TOTAL FLOODING, MODULAR, 360 PSI - SS 21.5 - ROOM 2 |  |  |  | 0 | 0 | 0 | 5 | 0 | 0 | FALSE |  |  | 0 | NULL
37.4.1 |  | MECHANICAL COMPONENTS (MAIN) |  |  |  | 0 | 0 | 0 | 5 | 0 | 0 | FALSE |  |  | 0 | NULL
37.4.1.1 |  | 369 L HFC227EA AGENT CYLINDER ASSEMBLY COMPLETE WITH: CYLINDER HEAD VALVE WITH PRESSURE GAUGE, PRESSURE SUPERVISORY SWITCH, CYLINDER MOUNTING STRAP, TOP PLUG | SHIELD | SD-369HFC-03 | SET | 4 | 13247 | 4332 | 20 | 17328 | 0 | FALSE |  |  | 0 | NULL
37.4.1.2 |  | SHIELD200 (SD-HFC227EA) AGENT (PER KG) | SHIELD | SD-HFC-227ea | KG | 776 | 70 | 23 | 20 | 17848 | 0 | FALSE |  |  | 0 | NULL
37.4.1.3 |  | 3 INCH (80MM) OUTLET ADAPTOR USED TO 369L CYLINDER VALVE OUTLET | SHIELD | SD-VOA0080 | NOS | 4 | 200 | 66 | 20 | 264 | 0 | FALSE |  |  | 0 | NULL
37.4.1.4 |  | REMOVABLE ELECTRIC ACTUATOR C/W SUPERVISORY SWITCH, 1 INCH CONNECTION, UL LISTED, EXT. MONITORING SWITCH WITH CLAMP, SD-EMS0025 | SHIELD | SD-REA-SS | NOS | 2 | 1690 | 553 | 20 | 1106 | 0 | FALSE |  |  | 0 | NULL
37.4.1.5 |  | MANUAL ACTUATOR WITH PUSH TO OPERATE | SHIELD | SD-MA0025 | NOS | 2 | 200 | 66 | 20 | 132 | 0 | FALSE |  |  | 0 | NULL
37.4.1.6 |  | PNEUMATIC ACTUATOR | SHIELD | SD-PA0025 | NOS | 2 | 180 | 59 | 20 | 118 | 0 | FALSE |  |  | 0 | NULL
37.4.1.7 |  | DISCHARGE PRESSURE SWITCH | SHIELD | SD-DPS-B6-95-1 | NOS | 2 | 300 | 99 | 20 | 198 | 0 | FALSE |  |  | 0 | NULL
37.4.1.8 |  | DISCHARGE HOSE 3 INCH (80MM) C/W CHECK VALVE WITH FEMALE SWIVEL FITTINGS | SHIELD | SD-DHCV0080 | NOS | 4 | 2640 | 864 | 20 | 3456 | 0 | FALSE |  |  | 0 | NULL
37.4.1.9 |  | 1/4" PNEUMATIC ACTUATION FLEXIBLE HOSE WITH FEMALE SWIVEL FITTINGS - 1 NO. X 1/4" PNEUMATIC ELBOW USED AT SLAVE CYLINDER VALVE (SD-ELWFH-092) - 6 NOS. X 1/4" NIPPLE USED AT MASTER CYLINDER VALVE (SD-NPFH-090) - 2 NOS. X PNEUMATIC TEE (SD-TFH-091) | SHIELD | SDFLXHS0015 | NOS | 2 | 40 | 14 | 20 | 28 | 0 | FALSE |  |  | 0 | NULL
37.4.1.10 |  | MANIFOLD FOR 2 CYLINDER | SHIELD | SD-MF100-80-2 | NOS | 2 | 630 | 206 | 20 | 412 | 0 | FALSE |  |  | 0 | NULL
37.4.1.11 |  | DISCHARGE NOZZLE | SHIELD | SD-NXXX-XX | NOS | 10 | 200 | 66 | 20 | 660 | 0 | FALSE |  |  | 0 | NULL
37.4.1.12 |  | FM200 WARNING SIGNAGE | SHIELD | SD-FM-WARN | SET | 2 | 300 | 99 | 20 | 198 | 0 | FALSE |  |  | 0 | NULL
37.4.2 |  | ELECTRICAL COMPONENTS |  |  |  | 0 | 0 | 0 | 0 | 0 | 0 | FALSE |  |  | 0 | NULL
37.4.2.1 |  | PHOTOELECTRIC SMOKE DETECTOR w/base | FIKE | 63-1058 & 63-1061 | NOS | 14 | 450 | 148 | 20 | 2072 | 0 | FALSE |  |  | 0 | NULL
37.3.2.3 |  | ABORT SWITCHES, c/w Back box | FIKE | 10-2965 | NOS | 2 | 360 | 118 | 20 | 236 | 0 | FALSE |  |  | 0 | NULL
37.3.2.4 |  | INTELLIGENT AGENT RELEASE PULL STATION, P/N.# 20-1343 - FIKE WITH BACKBOX | FIKE | 20-1343 | NOS | 2 | 395 | 130 | 20 | 260 | 0 | FALSE |  |  | 0 | NULL
37.3.2.5 |  | BELL, 6" WITH BACKBOX | SHIELD | FB-1000C6 | NOS | 2 | 85 | 28 | 20 | 56 | 0 | FALSE |  |  | 0 | NULL
37.3.2.6 |  | HORN/STROBE, INDOOR, SELECTABLE CANDELA STROBE, WALL MOUNT, RED, UL LISTED, MODEL : SH-HSIR - SHIELD | SHIELD | SH-HSIR | NOS | 2 | 150 | 50 | 20 | 100 | 0 | FALSE |  |  | 0 | NULL
37.3.2.7 |  | STROBE, SELECTABLE CANDELA STROBE, WALL MOUNT, RED, INDOOR, UL LISTED, MODEL: SH-STIR - SHIELD WITH BACKBOX | SHIELD | SH-STIR | NOS | 2 | 125 | 41 | 20 | 82 | 0 | FALSE |  |  | 0 | NULL
37.3.2.8 |  | RELEASE CONTROL MODULE W/ ISOLATOR BASE | FIKE | 55 -053 | NOS | 2 | 1140 | 373 | 20 | 746 | 0 | FALSE |  |  | 0 | NULL
37.3.2.9 |  | MINI MONITOR MODULE W/ ISOLATOR BASE | FIKE | 55 -050 | NOS | 2 | 340 | 112 | 20 | 224 | 0 | FALSE |  |  | 0 | NULL
37.3.2.10 |  | MONITOR MODULE W/ ISOLATOR | FIKE | 55 -046 | NOS | 8 | 380 | 125 | 20 | 1000 | 0 | FALSE |  |  | 0 | NULL
37.3.2.11 |  | CONTROL MODULE W/ ISOLATOR | FIKE | 55 -047 | NOS | 6 | 435 | 143 | 20 | 858 | 0 | FALSE |  |  | 0 | NULL
37.5 |  | SHIELD FM 200 FIRE EXTINGUISHING SYSTEM, TOTAL FLOODING, MODULAR, 360 PSI - SS 21.5 - ROOM 3 |  |  |  | 0 | 0 | 0 | 5 | 0 | 0 | FALSE |  |  | 0 | NULL
37.5.1 |  | MECHANICAL COMPONENTS (MAIN) |  |  |  | 0 | 0 | 0 | 5 | 0 | 0 | FALSE |  |  | 0 | NULL
37.5.1.1 |  | SHIELD200 147.0L CYLINDER ASSEMBLY (73.6KG-176.4KG) COMPLETE WITH 2" VALVE AND PRESSURE GAUGE PRESSURE SWITCH, CYLINDER LABEL & BRACKET WITHOUT LLI | SHIELD | SD-147HFC-02 | SET | 3 | 6567 | 2148 | 20 | 6444 | 0 | FALSE |  |  | 0 | NULL
37.5.1.2 |  | SHIELD200 (SD-HFC227EA) AGENT (PER KG) | SHIELD | SD-HFC-227ea | KG | 312 | 70 | 23 | 20 | 7176 | 0 | FALSE |  |  | 0 | NULL
37.5.1.3 |  | REMOVABLE ELECTRIC ACTUATOR C/W SUPERVISORY SWITCH, 1 INCH CONNECTION, UL LISTED, EXT. MONITORING SWITCH WITH CLAMP, SD-EMS0025 | SHIELD | SD-REA-SS | NOS | 1 | 1690 | 553 | 20 | 553 | 0 | FALSE |  |  | 0 | NULL
37.5.1.4 |  | MANUAL ACTUATOR WITH PUSH TO OPERATE | SHIELD | SD-MA0025 | NOS | 1 | 200 | 66 | 20 | 66 | 0 | FALSE |  |  | 0 | NULL
37.5.1.5 |  | PNEUMATIC ACTUATOR | SHIELD | SD-PA0025 | NOS | 2 | 180 | 59 | 20 | 118 | 0 | FALSE |  |  | 0 | NULL
37.5.1.6 |  | DISCHARGE PRESSURE SWITCH | SHIELD | SD-DPS-B6-95-1 | NOS | 1 | 300 | 99 | 20 | 99 | 0 | FALSE |  |  | 0 | NULL
37.5.1.7 |  | DISCHARGE HOSE 2 INCH (50MM) WITH FEMALE SWIVEL FITTINGS | SHIELD | SD-DH0050 | NOS | 3 | 480 | 157 | 20 | 471 | 0 | FALSE |  |  | 0 | NULL
37.5.1.8 |  | 2 INCH (50MM) CHECK VALVE | SHIELD | SD-CV0050 | NOS | 3 | 430 | 141 | 20 | 423 | 0 | FALSE |  |  | 0 | NULL
37.5.1.9 |  | 1/4" PNEUMATIC ACTUATION FLEXIBLE HOSE WITH FEMALE SWIVEL FITTINGS - 1 NO. X 1/4" PNEUMATIC ELBOW USED AT SLAVE CYLINDER VALVE (SD-ELWFH-092) - 6 NOS. X 1/4" NIPPLE USED AT MASTER CYLINDER VALVE (SD-NPFH-090) - 2 NOS. X PNEUMATIC TEE (SD-TFH-091) | SHIELD | SDFLXHS0015 | NOS | 2 | 40 | 14 | 20 | 28 | 0 | FALSE |  |  | 0 | NULL
37.5.1.10 |  | MANIFOLD FOR 3 CYLINDER | SHIELD | SD-MF100-65-3 | NOS | 1 | 880 | 288 | 20 | 288 | 0 | FALSE |  |  | 0 | NULL
37.5.1.11 |  | DISCHARGE NOZZLE | SHIELD | SD-NXXX-XX | NOS | 4 | 200 | 66 | 20 | 264 | 0 | FALSE |  |  | 0 | NULL
37.5.1.12 |  | FM200 WARNING SIGNAGE | SHIELD | SD-FM-WARN | SET | 1 | 300 | 99 | 20 | 99 | 0 | FALSE |  |  | 0 | NULL
37.5.2 |  | ELECTRICAL COMPONENTS |  |  |  | 0 | 0 | 0 | 0 | 0 | 0 | FALSE |  |  | 0 | NULL
37.5.2.1 |  | PHOTOELECTRIC SMOKE DETECTOR w/base | FIKE | 63-1058 & 63-1061 | NOS | 6 | 450 | 148 | 20 | 888 | 0 | FALSE |  |  | 0 | NULL
37.5.2.2 |  | ABORT SWITCHES, c/w Back box | FIKE | 10-2965 | NOS | 2 | 360 | 118 | 20 | 236 | 0 | FALSE |  |  | 0 | NULL
37.5.2.3 |  | INTELLIGENT AGENT RELEASE PULL STATION, P/N.# 20-1343 - FIKE WITH BACKBOX | FIKE | 20-1343 | NOS | 2 | 395 | 130 | 20 | 260 | 0 | FALSE |  |  | 0 | NULL
37.5.2.4 |  | BELL, 6" WITH BACKBOX | SHIELD | FB-1000C6 | NOS | 2 | 85 | 28 | 20 | 56 | 0 | FALSE |  |  | 0 | NULL
37.5.2.5 |  | HORN/STROBE, INDOOR, SELECTABLE CANDELA STROBE, WALL MOUNT, RED, UL LISTED, MODEL : SH-HSIR - SHIELD | SHIELD | SH-HSIR | NOS | 2 | 150 | 50 | 20 | 100 | 0 | FALSE |  |  | 0 | NULL
37.5.2.6 |  | STROBE, SELECTABLE CANDELA STROBE, WALL MOUNT, RED, INDOOR, UL LISTED, MODEL: SH-STIR - SHIELD WITH BACKBOX | SHIELD | SH-STIR | NOS | 2 | 125 | 41 | 20 | 82 | 0 | FALSE |  |  | 0 | NULL
37.5.2.7 |  | RELEASE CONTROL MODULE W/ ISOLATOR BASE | FIKE | 55 -053 | NOS | 1 | 1140 | 373 | 20 | 373 | 0 | FALSE |  |  | 0 | NULL
37.5.2.8 |  | MINI MONITOR MODULE W/ ISOLATOR BASE | FIKE | 55 -050 | NOS | 2 | 340 | 112 | 20 | 224 | 0 | FALSE |  |  | 0 | NULL
37.5.2.9 |  | MONITOR MODULE W/ ISOLATOR | FIKE | 55 -046 | NOS | 5 | 380 | 125 | 20 | 625 | 0 | FALSE |  |  | 0 | NULL
37.5.2.10 |  | CONTROL MODULE W/ ISOLATOR | FIKE | 55 -047 | NOS | 6 | 435 | 143 | 20 | 858 | 0 | FALSE |  |  | 0 | NULL
37.6 |  | SHIELD FM 200 FIRE EXTINGUISHING SYSTEM, TOTAL FLOODING, MODULAR, 360 PSI - SS 21.5 - ROOM 4 |  |  |  | 0 | 0 | 0 | 5 | 0 | 0 | FALSE |  |  | 0 | NULL
37.6.1 |  | MECHANICAL COMPONENTS (MAIN) |  |  |  | 0 | 0 | 0 | 5 | 0 | 0 | FALSE |  |  | 0 | NULL
37.6.1.1 |  | SHIELD200 180.0L CYLINDER ASSEMBLY (90.1KG-216.0KG) COMPLETE WITH 2" VALVE AND PRESSURE GAUGE PRESSURE SWITCH, CYLINDER LABEL & BRACKET WITHOUT LLI | SHIELD | SD-180HFC-02 | SET | 1 | 7247 | 2370 | 20 | 2370 | 0 | FALSE |  |  | 0 | NULL
37.6.1.2 |  | SHIELD200 (SD-HFC227EA) AGENT (PER KG) | SHIELD | SD-HFC-227ea | KG | 128 | 70 | 23 | 20 | 2944 | 0 | FALSE |  |  | 0 | NULL
37.6.1.3 |  | REMOVABLE ELECTRIC ACTUATOR C/W SUPERVISORY SWITCH, 1 INCH CONNECTION, UL LISTED, EXT. MONITORING SWITCH WITH CLAMP, SD-EMS0025 | SHIELD | SD-REA-SS | NOS | 1 | 1690 | 553 | 20 | 553 | 0 | FALSE |  |  | 0 | NULL
37.6.1.4 |  | MANUAL ACTUATOR WITH PUSH TO OPERATE | SHIELD | SD-MA0025 | NOS | 1 | 200 | 66 | 20 | 66 | 0 | FALSE |  |  | 0 | NULL
37.6.1.5 |  | DISCHARGE PRESSURE SWITCH | SHIELD | SD-DPS-B6-95-1 | NOS | 1 | 300 | 99 | 20 | 99 | 0 | FALSE |  |  | 0 | NULL
37.6.1.6 |  | DISCHARGE NOZZLE | SHIELD | SD-NXXX-XX | NOS | 2 | 200 | 66 | 20 | 132 | 0 | FALSE |  |  | 0 | NULL
37.6.1.7 |  | FM200 WARNING SIGNAGE | SHIELD | SD-FM-WARN | SET | 1 | 300 | 99 | 20 | 99 | 0 | FALSE |  |  | 0 | NULL
37.6.2 |  | ELECTRICAL COMPONENTS |  |  |  | 0 | 0 | 0 | 0 | 0 | 0 | FALSE |  |  | 0 | NULL
37.6.2.1 |  | PHOTOELECTRIC SMOKE DETECTOR w/base | FIKE | 63-1058 & 63-1061 | NOS | 4 | 450 | 148 | 20 | 592 | 0 | FALSE |  |  | 0 | NULL
37.6.2.2 |  | ABORT SWITCHES, c/w Back box | FIKE | 10-2965 | NOS | 2 | 360 | 118 | 20 | 236 | 0 | FALSE |  |  | 0 | NULL
37.6.2.3 |  | INTELLIGENT AGENT RELEASE PULL STATION, P/N.# 20-1343 - FIKE WITH BACKBOX | FIKE | 20-1343 | NOS | 2 | 395 | 130 | 20 | 260 | 0 | FALSE |  |  | 0 | NULL
37.6.2.4 |  | BELL, 6" WITH BACKBOX | SHIELD | FB-1000C6 | NOS | 2 | 85 | 28 | 20 | 56 | 0 | FALSE |  |  | 0 | NULL
37.6.2.5 |  | HORN/STROBE, INDOOR, SELECTABLE CANDELA STROBE, WALL MOUNT, RED, UL LISTED, MODEL : SH-HSIR - SHIELD | SHIELD | SH-HSIR | NOS | 2 | 150 | 50 | 20 | 100 | 0 | FALSE |  |  | 0 | NULL
37.6.2.6 |  | STROBE, SELECTABLE CANDELA STROBE, WALL MOUNT, RED, INDOOR, UL LISTED, MODEL: SH-STIR - SHIELD WITH BACKBOX | SHIELD | SH-STIR | NOS | 2 | 125 | 41 | 20 | 82 | 0 | FALSE |  |  | 0 | NULL
37.6.2.7 |  | RELEASE CONTROL MODULE W/ ISOLATOR BASE | FIKE | 55 -053 | NOS | 1 | 1140 | 373 | 20 | 373 | 0 | FALSE |  |  | 0 | NULL
37.6.2.8 |  | MINI MONITOR MODULE W/ ISOLATOR BASE | FIKE | 55 -050 | NOS | 2 | 340 | 112 | 20 | 224 | 0 | FALSE |  |  | 0 | NULL
37.6.2.9 |  | MONITOR MODULE W/ ISOLATOR | FIKE | 55 -046 | NOS | 3 | 380 | 125 | 20 | 375 | 0 | FALSE |  |  | 0 | NULL
37.6.2.10 |  | CONTROL MODULE W/ ISOLATOR | FIKE | 55 -047 | NOS | 6 | 435 | 143 | 20 | 858 | 0 | FALSE |  |  | 0 | NULL
38 |  | BOQ FOR FIREFIGHTING WORKS - SS 21.6 |  |  |  | 0 | 0 | 0 | 0 | 0 | 0 | FALSE |  |  | 0 | NULL
38.1 |  | Portable Type Fire Extinguishers |  |  |  | 0 | 0 | 0 | 0 | 0 | 0 | FALSE |  |  | 0 | NULL
38.1.1 | 10101210064 | DRY POWDER EXTINGUISHER, PORTABLE PRESSURE TYPE, CAPACITY 6 KG, RED COLOR, ABC 40% DRY CHEMICAL POWDER, FIRE RATING: 34A & 183B, CE/KITEMARK/MED APPROVED, MODEL: NP6 - NAFFCO, UAE. | NAFFCO | NP6 | NOS | 19 | 90 | 27 | 10 | 513 | 0 | FALSE |  |  | 0 | NULL
38.1.2 | 10111210050 | CO2 EXTINGUISHER PORTABLE TYPE, CAPACITY: 5 KG, RED COLOR, FIRE RATING: 55B, CE/KITEMARK/MED/LPCB APPROVED, MODEL: NC 5 - NAFFCO, UAE | NAFFCO | NC 5 | NOS | 20 | 171 | 52 | 10 | 1040 | 0 | FALSE |  |  | 0 | NULL
38.1.3 | 10104210025 | 25 KG DRY POWDER TROLLEY FIRE EXTINGUISHER KITEMARK, BSI & LPCB | NAFFCO | NTP25 | NOS | 1 | 550 | 165 | 10 | 165 | 0 | FALSE |  |  | 0 | NULL
38.2 |  | FIRE HOSE REEL |  |  |  | 0 | 0 | 0 | 0 | 0 | 0 | FALSE |  |  | 0 | NULL
38.2.1 |  | DOUBLE VERTICAL HOSE REEL CABINET, SURFACE MOUNTED, SOLID DOOR, COMPLETE ELECTRO GALVANIZED SHEET, SIZE: 1490 X 720 X 280 - NAFFCO | NAFFCO |  | NOS | 2 | 500 | 150 | 10 | 300 | 0 | FALSE |  |  | 0 | NULL
38.2.2 | 10911512130 | HOSE RACK ASSEMBLY 2-1/2" X 30 MTR. C/W ANGLE VALVE, WHITE POLYFLEX HOSE AND FOG NOZZLE, FM APPROVED, MODEL: NHR 64V - NAFFCO | NAFFCO | NHR 64V | NOS | 2 | 1118 | 336 | 10 | 672 | 0 | FALSE |  |  | 0 | NULL
38.2.3 | 10651110330 | FIRE HOSE REEL 1" X 30 MTR. CABINET MOUNTED, SWINGING MANUAL WITH PLASTIC NOZZLE, CONFORMING TO BS EN 671-1:2012, CE0086, MODEL: 25 NFH-020M, "KITE MARKED"/LPCB APPROVED - NAFFCO | NAFFCO | 25NFH-020M | NOS | 2 | 394 | 119 | 10 | 238 | 0 | FALSE |  |  | 0 | NULL
38.2.4 | 10101210064 | DRY POWDER EXTINGUISHER, PORTABLE PRESSURE TYPE, CAPACITY 6 KG, RED COLOR, ABC 40% DRY CHEMICAL POWDER, FIRE RATING: 34A & 183B, CE/KITEMARK/MED APPROVED, MODEL: NP6 - NAFFCO, UAE. | NAFFCO | NP6 | NOS | 2 | 90 | 27 | 10 | 54 | 0 | FALSE |  |  | 0 | NULL
38.2.5 | 10111210050 | CO2 EXTINGUISHER PORTABLE TYPE, CAPACITY: 5 KG, RED COLOR, FIRE RATING: 55B, CE/KITEMARK/MED/LPCB APPROVED, MODEL: NC 5 - NAFFCO, UAE | NAFFCO | NC 5 | NOS | 2 | 171 | 52 | 10 | 104 | 0 | FALSE |  |  | 0 | NULL
38.3 |  | SHIELD FM 200 FIRE EXTINGUISHING SYSTEM, TOTAL FLOODING, MODULAR, 360 PSI - SS 21.6 - ROOM 1 |  |  |  | 0 | 0 | 0 | 5 | 0 | 0 | FALSE |  |  | 0 | NULL
38.3.1 |  | MECHANICAL COMPONENTS (MAIN) |  |  |  | 0 | 0 | 0 | 5 | 0 | 0 | FALSE |  |  | 0 | NULL
38.3.1.1 |  | 369 L HFC227EA AGENT CYLINDER ASSEMBLY COMPLETE WITH: CYLINDER HEAD VALVE WITH PRESSURE GAUGE, PRESSURE SUPERVISORY SWITCH, CYLINDER MOUNTING STRAP, TOP PLUG | SHIELD | SD-369HFC-03 | SET | 4 | 13247 | 4332 | 20 | 17328 | 0 | FALSE |  |  | 0 | NULL
38.3.1.2 |  | SHIELD200 (SD-HFC227EA) AGENT (PER KG) | SHIELD | SD-HFC-227ea | KG | 913 | 70 | 23 | 20 | 20999 | 0 | FALSE |  |  | 0 | NULL
38.3.1.3 |  | 3 INCH (80MM) OUTLET ADAPTOR USED TO 369L CYLINDER VALVE OUTLET | SHIELD | SD-VOA0080 | NOS | 4 | 200 | 66 | 20 | 264 | 0 | FALSE |  |  | 0 | NULL
38.3.1.4 |  | REMOVABLE ELECTRIC ACTUATOR C/W SUPERVISORY SWITCH, 1 INCH CONNECTION, UL LISTED, EXT. MONITORING SWITCH WITH CLAMP, SD-EMS0025 | SHIELD | SD-REA-SS | NOS | 2 | 1690 | 553 | 20 | 1106 | 0 | FALSE |  |  | 0 | NULL
38.3.1.5 |  | MANUAL ACTUATOR WITH PUSH TO OPERATE | SHIELD | SD-MA0025 | NOS | 2 | 200 | 66 | 20 | 132 | 0 | FALSE |  |  | 0 | NULL
38.3.1.6 |  | PNEUMATIC ACTUATOR | SHIELD | SD-PA0025 | NOS | 2 | 180 | 59 | 20 | 118 | 0 | FALSE |  |  | 0 | NULL
38.3.1.7 |  | DISCHARGE PRESSURE SWITCH | SHIELD | SD-DPS-B6-95-1 | NOS | 2 | 300 | 99 | 20 | 198 | 0 | FALSE |  |  | 0 | NULL
38.3.1.8 |  | DISCHARGE HOSE 3 INCH (80MM) C/W CHECK VALVE WITH FEMALE SWIVEL FITTINGS | SHIELD | SD-DHCV0080 | NOS | 4 | 2640 | 864 | 20 | 3456 | 0 | FALSE |  |  | 0 | NULL
38.3.1.9 |  | 1/4" PNEUMATIC ACTUATION FLEXIBLE HOSE WITH FEMALE SWIVEL FITTINGS - 1 NO. X 1/4" PNEUMATIC ELBOW USED AT SLAVE CYLINDER VALVE (SD-ELWFH-092) - 6 NOS. X 1/4" NIPPLE USED AT MASTER CYLINDER VALVE (SD-NPFH-090) - 2 NOS. X PNEUMATIC TEE (SD-TFH-091) | SHIELD | SDFLXHS0015 | NOS | 2 | 40 | 14 | 20 | 28 | 0 | FALSE |  |  | 0 | NULL
38.3.1.10 |  | MANIFOLD FOR 2 CYLINDER | SHIELD | SD-MF100-80-2 | NOS | 2 | 630 | 206 | 20 | 412 | 0 | FALSE |  |  | 0 | NULL
38.3.1.11 |  | DISCHARGE NOZZLE | SHIELD | SD-NXXX-XX | NOS | 11 | 200 | 66 | 20 | 726 | 0 | FALSE |  |  | 0 | NULL
38.3.1.12 |  | FM200 WARNING SIGNAGE | SHIELD | SD-FM-WARN | SET | 2 | 300 | 99 | 20 | 198 | 0 | FALSE |  |  | 0 | NULL
38.3.2 |  | ELECTRICAL COMPONENTS |  |  |  | 0 | 0 | 0 | 0 | 0 | 0 | FALSE |  |  | 0 | NULL
38.3.2.1 |  | 2 LOOP ADDRESSABLE FIRE EXTINGUISHING PANEL, COMPLETE WITH: 24V DC BACK UP BATTERY WITH 75 AH BATTERY ENCLOSURE 2 NOS. CRM4 RELAY MODULE | Cheetah Xi - FIKE | 10-068-R-2-L | SETS | 1 | 8500 | 2780 | 20 | 2780 | 0 | FALSE |  |  | 0 | NULL
38.3.2.2 |  | PHOTOELECTRIC SMOKE DETECTOR w/base | FIKE | 63-1058 & 63-1061 | NOS | 16 | 450 | 148 | 20 | 2368 | 0 | FALSE |  |  | 0 | NULL
38.3.2.3 |  | ABORT SWITCHES, c/w Back box | FIKE | 10-2965 | NOS | 2 | 360 | 118 | 20 | 236 | 0 | FALSE |  |  | 0 | NULL
38.3.2.4 |  | INTELLIGENT AGENT RELEASE PULL STATION, P/N.# 20-1343 - FIKE WITH BACKBOX | FIKE | 20-1343 | NOS | 2 | 395 | 130 | 20 | 260 | 0 | FALSE |  |  | 0 | NULL
38.3.2.5 |  | BELL, 6" WITH BACKBOX | SHIELD | FB-1000C6 | NOS | 2 | 85 | 28 | 20 | 56 | 0 | FALSE |  |  | 0 | NULL
38.3.2.6 |  | HORN/STROBE, INDOOR, SELECTABLE CANDELA STROBE, WALL MOUNT, RED, UL LISTED, MODEL : SH-HSIR - SHIELD | SHIELD | SH-HSIR | NOS | 2 | 150 | 50 | 20 | 100 | 0 | FALSE |  |  | 0 | NULL
38.3.2.7 |  | STROBE, SELECTABLE CANDELA STROBE, WALL MOUNT, RED, INDOOR, UL LISTED, MODEL: SH-STIR - SHIELD WITH BACKBOX | SHIELD | SH-STIR | NOS | 2 | 125 | 41 | 20 | 82 | 0 | FALSE |  |  | 0 | NULL
38.3.2.8 |  | RELEASE CONTROL MODULE W/ ISOLATOR BASE | FIKE | 55 -053 | NOS | 2 | 1140 | 373 | 20 | 746 | 0 | FALSE |  |  | 0 | NULL
38.3.2.9 |  | MINI MONITOR MODULE W/ ISOLATOR BASE | FIKE | 55 -050 | NOS | 2 | 340 | 112 | 20 | 224 | 0 | FALSE |  |  | 0 | NULL
38.3.2.10 |  | MONITOR MODULE W/ ISOLATOR | FIKE | 55 -046 | NOS | 10 | 380 | 125 | 20 | 1250 | 0 | FALSE |  |  | 0 | NULL
38.3.2.11 |  | CONTROL MODULE W/ ISOLATOR | FIKE | 55 -047 | NOS | 6 | 435 | 143 | 20 | 858 | 0 | FALSE |  |  | 0 | NULL
38.3.2.12 |  | POWER SUPPLY UNIT, 24V DC ,10 Amps, W / battery | FIKE | 10-2829-1-0-01-0-1-01 | NOS | 1 | 1676 | 549 | 20 | 549 | 0 | FALSE |  |  | 0 | NULL
38.4 |  | SHIELD FM 200 FIRE EXTINGUISHING SYSTEM, TOTAL FLOODING, MODULAR, 360 PSI - SS 21.6 - ROOM 2 |  |  |  | 0 | 0 | 0 | 5 | 0 | 0 | FALSE |  |  | 0 | NULL
38.4.1 |  | MECHANICAL COMPONENTS (MAIN) |  |  |  | 0 | 0 | 0 | 5 | 0 | 0 | FALSE |  |  | 0 | NULL
38.4.1.1 |  | 369 L HFC227EA AGENT CYLINDER ASSEMBLY COMPLETE WITH: CYLINDER HEAD VALVE WITH PRESSURE GAUGE, PRESSURE SUPERVISORY SWITCH, CYLINDER MOUNTING STRAP, TOP PLUG | SHIELD | SD-369HFC-03 | SET | 4 | 13247 | 4332 | 20 | 17328 | 0 | FALSE |  |  | 0 | NULL
38.4.1.2 |  | SHIELD200 (SD-HFC227EA) AGENT (PER KG) | SHIELD | SD-HFC-227ea | KG | 976 | 70 | 23 | 20 | 22448 | 0 | FALSE |  |  | 0 | NULL
38.4.1.3 |  | 3 INCH (80MM) OUTLET ADAPTOR USED TO 369L CYLINDER VALVE OUTLET | SHIELD | SD-VOA0080 | NOS | 4 | 200 | 66 | 20 | 264 | 0 | FALSE |  |  | 0 | NULL
38.4.1.4 |  | REMOVABLE ELECTRIC ACTUATOR C/W SUPERVISORY SWITCH, 1 INCH CONNECTION, UL LISTED, EXT. MONITORING SWITCH WITH CLAMP, SD-EMS0025 | SHIELD | SD-REA-SS | NOS | 2 | 1690 | 553 | 20 | 1106 | 0 | FALSE |  |  | 0 | NULL
38.4.1.5 |  | MANUAL ACTUATOR WITH PUSH TO OPERATE | SHIELD | SD-MA0025 | NOS | 2 | 200 | 66 | 20 | 132 | 0 | FALSE |  |  | 0 | NULL
38.4.1.6 |  | PNEUMATIC ACTUATOR | SHIELD | SD-PA0025 | NOS | 2 | 180 | 59 | 20 | 118 | 0 | FALSE |  |  | 0 | NULL
38.4.1.7 |  | DISCHARGE PRESSURE SWITCH | SHIELD | SD-DPS-B6-95-1 | NOS | 2 | 300 | 99 | 20 | 198 | 0 | FALSE |  |  | 0 | NULL
38.4.1.8 |  | DISCHARGE HOSE 3 INCH (80MM) C/W CHECK VALVE WITH FEMALE SWIVEL FITTINGS | SHIELD | SD-DHCV0080 | NOS | 4 | 2640 | 864 | 20 | 3456 | 0 | FALSE |  |  | 0 | NULL
38.4.1.9 |  | 1/4" PNEUMATIC ACTUATION FLEXIBLE HOSE WITH FEMALE SWIVEL FITTINGS - 1 NO. X 1/4" PNEUMATIC ELBOW USED AT SLAVE CYLINDER VALVE (SD-ELWFH-092) - 6 NOS. X 1/4" NIPPLE USED AT MASTER CYLINDER VALVE (SD-NPFH-090) - 2 NOS. X PNEUMATIC TEE (SD-TFH-091) | SHIELD | SDFLXHS0015 | NOS | 2 | 40 | 14 | 20 | 28 | 0 | FALSE |  |  | 0 | NULL
38.4.1.10 |  | MANIFOLD FOR 2 CYLINDER | SHIELD | SD-MF100-80-2 | NOS | 2 | 630 | 206 | 20 | 412 | 0 | FALSE |  |  | 0 | NULL
38.4.1.11 |  | DISCHARGE NOZZLE | SHIELD | SD-NXXX-XX | NOS | 12 | 200 | 66 | 20 | 792 | 0 | FALSE |  |  | 0 | NULL
38.4.1.12 |  | FM200 WARNING SIGNAGE | SHIELD | SD-FM-WARN | SET | 2 | 300 | 99 | 20 | 198 | 0 | FALSE |  |  | 0 | NULL
38.4.2 |  | ELECTRICAL COMPONENTS |  |  |  | 0 | 0 | 0 | 0 | 0 | 0 | FALSE |  |  | 0 | NULL
38.4.2.1 |  | PHOTOELECTRIC SMOKE DETECTOR w/base | FIKE | 63-1058 & 63-1061 | NOS | 16 | 450 | 148 | 20 | 2368 | 0 | FALSE |  |  | 0 | NULL
38.4.2.2 |  | ABORT SWITCHES, c/w Back box | FIKE | 10-2965 | NOS | 2 | 360 | 118 | 20 | 236 | 0 | FALSE |  |  | 0 | NULL
38.4.2.3 |  | INTELLIGENT AGENT RELEASE PULL STATION, P/N.# 20-1343 - FIKE WITH BACKBOX | FIKE | 20-1343 | NOS | 2 | 395 | 130 | 20 | 260 | 0 | FALSE |  |  | 0 | NULL
38.4.2.4 |  | BELL, 6" WITH BACKBOX | SHIELD | FB-1000C6 | NOS | 2 | 85 | 28 | 20 | 56 | 0 | FALSE |  |  | 0 | NULL
38.4.2.5 |  | HORN/STROBE, INDOOR, SELECTABLE CANDELA STROBE, WALL MOUNT, RED, UL LISTED, MODEL : SH-HSIR - SHIELD | SHIELD | SH-HSIR | NOS | 2 | 150 | 50 | 20 | 100 | 0 | FALSE |  |  | 0 | NULL
38.4.2.6 |  | STROBE, SELECTABLE CANDELA STROBE, WALL MOUNT, RED, INDOOR, UL LISTED, MODEL: SH-STIR - SHIELD WITH BACKBOX | SHIELD | SH-STIR | NOS | 2 | 125 | 41 | 20 | 82 | 0 | FALSE |  |  | 0 | NULL
38.4.2.7 |  | RELEASE CONTROL MODULE W/ ISOLATOR BASE | FIKE | 55 -053 | NOS | 2 | 1140 | 373 | 20 | 746 | 0 | FALSE |  |  | 0 | NULL
38.4.2.8 |  | MINI MONITOR MODULE W/ ISOLATOR BASE | FIKE | 55 -050 | NOS | 2 | 340 | 112 | 20 | 224 | 0 | FALSE |  |  | 0 | NULL
38.4.2.9 |  | MONITOR MODULE W/ ISOLATOR | FIKE | 55 -046 | NOS | 8 | 380 | 125 | 20 | 1000 | 0 | FALSE |  |  | 0 | NULL
38.4.2.10 |  | CONTROL MODULE W/ ISOLATOR | FIKE | 55 -047 | NOS | 6 | 435 | 143 | 20 | 858 | 0 | FALSE |  |  | 0 | NULL
38.5 |  | SHIELD FM 200 FIRE EXTINGUISHING SYSTEM, TOTAL FLOODING, MODULAR, 360 PSI - SS 21.6 - ROOM 3 |  |  |  | 0 | 0 | 0 | 5 | 0 | 0 | FALSE |  |  | 0 | NULL
38.5.1 |  | MECHANICAL COMPONENTS (MAIN) |  |  |  | 0 | 0 | 0 | 5 | 0 | 0 | FALSE |  |  | 0 | NULL
38.5.1.1 |  | SHIELD200 147.0L CYLINDER ASSEMBLY (73.6KG-176.4KG) COMPLETE WITH 2" VALVE AND PRESSURE GAUGE PRESSURE SWITCH, CYLINDER LABEL & BRACKET WITHOUT LLI | SHIELD | SD-147HFC-02 | SET | 3 | 6567 | 2148 | 20 | 6444 | 0 | FALSE |  |  | 0 | NULL
38.5.1.2 |  | SHIELD200 (SD-HFC227EA) AGENT (PER KG) | SHIELD | SD-HFC-227ea | KG | 312 | 70 | 23 | 20 | 7176 | 0 | FALSE |  |  | 0 | NULL
38.5.1.3 |  | 3 INCH (80MM) OUTLET ADAPTOR USED TO 369L CYLINDER VALVE OUTLET | SHIELD | SD-VOA0080 | NOS |  | 200 | 66 | 20 | 0 | 0 | FALSE |  |  | 0 | NULL
38.5.1.4 |  | REMOVABLE ELECTRIC ACTUATOR C/W SUPERVISORY SWITCH, 1 INCH CONNECTION, UL LISTED, EXT. MONITORING SWITCH WITH CLAMP, SD-EMS0025 | SHIELD | SD-REA-SS | NOS | 1 | 1690 | 553 | 20 | 553 | 0 | FALSE |  |  | 0 | NULL
38.5.1.5 |  | MANUAL ACTUATOR WITH PUSH TO OPERATE | SHIELD | SD-MA0025 | NOS | 1 | 200 | 66 | 20 | 66 | 0 | FALSE |  |  | 0 | NULL
38.5.1.6 |  | PNEUMATIC ACTUATOR | SHIELD | SD-PA0025 | NOS | 2 | 180 | 59 | 20 | 118 | 0 | FALSE |  |  | 0 | NULL
38.5.1.7 |  | DISCHARGE PRESSURE SWITCH | SHIELD | SD-DPS-B6-95-1 | NOS | 1 | 300 | 99 | 20 | 99 | 0 | FALSE |  |  | 0 | NULL
38.5.1.8 |  | DISCHARGE HOSE 2 INCH (50MM) WITH FEMALE SWIVEL FITTINGS | SHIELD | SD-DH0050 | NOS | 3 | 480 | 157 | 20 | 471 | 0 | FALSE |  |  | 0 | NULL
38.5.1.9 |  | 2 INCH (50MM) CHECK VALVE | SHIELD | SD-CV0050 | NOS | 3 | 430 | 141 | 20 | 423 | 0 | FALSE |  |  | 0 | NULL
38.5.1.10 |  | 1/4" PNEUMATIC ACTUATION FLEXIBLE HOSE WITH FEMALE SWIVEL FITTINGS - 1 NO. X 1/4" PNEUMATIC ELBOW USED AT SLAVE CYLINDER VALVE (SD-ELWFH-092) - 6 NOS. X 1/4" NIPPLE USED AT MASTER CYLINDER VALVE (SD-NPFH-090) - 2 NOS. X PNEUMATIC TEE (SD-TFH-091) | SHIELD | SDFLXHS0015 | NOS | 2 | 40 | 14 | 20 | 28 | 0 | FALSE |  |  | 0 | NULL
38.5.1.11 |  | MANIFOLD FOR 3 CYLINDER | SHIELD | SD-MF100-65-3 | NOS | 1 | 880 | 288 | 20 | 288 | 0 | FALSE |  |  | 0 | NULL
38.5.1.12 |  | DISCHARGE NOZZLE | SHIELD | SD-NXXX-XX | NOS | 4 | 200 | 66 | 20 | 264 | 0 | FALSE |  |  | 0 | NULL
38.5.1.13 |  | FM200 WARNING SIGNAGE | SHIELD | SD-FM-WARN | SET | 1 | 300 | 99 | 20 | 99 | 0 | FALSE |  |  | 0 | NULL
38.5.2 |  | ELECTRICAL COMPONENTS |  |  |  | 0 | 0 | 0 | 0 | 0 | 0 | FALSE |  |  | 0 | NULL
38.5.2.1 |  | PHOTOELECTRIC SMOKE DETECTOR w/base | FIKE | 63-1058 & 63-1061 | NOS | 6 | 450 | 148 | 20 | 888 | 0 | FALSE |  |  | 0 | NULL
38.5.2.2 |  | ABORT SWITCHES, c/w Back box | FIKE | 10-2965 | NOS | 2 | 360 | 118 | 20 | 236 | 0 | FALSE |  |  | 0 | NULL
38.5.2.3 |  | INTELLIGENT AGENT RELEASE PULL STATION, P/N.# 20-1343 - FIKE WITH BACKBOX | FIKE | 20-1343 | NOS | 2 | 395 | 130 | 20 | 260 | 0 | FALSE |  |  | 0 | NULL
38.5.2.4 |  | BELL, 6" WITH BACKBOX | SHIELD | FB-1000C6 | NOS | 2 | 85 | 28 | 20 | 56 | 0 | FALSE |  |  | 0 | NULL
38.5.2.5 |  | HORN/STROBE, INDOOR, SELECTABLE CANDELA STROBE, WALL MOUNT, RED, UL LISTED, MODEL : SH-HSIR - SHIELD | SHIELD | SH-HSIR | NOS | 2 | 150 | 50 | 20 | 100 | 0 | FALSE |  |  | 0 | NULL
38.5.2.6 |  | STROBE, SELECTABLE CANDELA STROBE, WALL MOUNT, RED, INDOOR, UL LISTED, MODEL: SH-STIR - SHIELD WITH BACKBOX | SHIELD | SH-STIR | NOS | 2 | 125 | 41 | 20 | 82 | 0 | FALSE |  |  | 0 | NULL
38.5.2.7 |  | RELEASE CONTROL MODULE W/ ISOLATOR BASE | FIKE | 55 -053 | NOS | 1 | 1140 | 373 | 20 | 373 | 0 | FALSE |  |  | 0 | NULL
38.5.2.8 |  | MINI MONITOR MODULE W/ ISOLATOR BASE | FIKE | 55 -050 | NOS | 2 | 340 | 112 | 20 | 224 | 0 | FALSE |  |  | 0 | NULL
38.5.2.9 |  | MONITOR MODULE W/ ISOLATOR | FIKE | 55 -046 | NOS | 5 | 380 | 125 | 20 | 625 | 0 | FALSE |  |  | 0 | NULL
38.5.2.10 |  | CONTROL MODULE W/ ISOLATOR | FIKE | 55 -047 | NOS | 6 | 435 | 143 | 20 | 858 | 0 | FALSE |  |  | 0 | NULL
38.6 |  | SHIELD FM 200 FIRE EXTINGUISHING SYSTEM, TOTAL FLOODING, MODULAR, 360 PSI - SS 21.6 - ROOM 4 |  |  |  | 0 | 0 | 0 | 5 | 0 | 0 | FALSE |  |  | 0 | NULL
38.6.1 |  | MECHANICAL COMPONENTS (MAIN) |  |  |  | 0 | 0 | 0 | 5 | 0 | 0 | FALSE |  |  | 0 | NULL
38.6.1.1 |  | SHIELD200 180.0L CYLINDER ASSEMBLY (90.1KG-216.0KG) COMPLETE WITH 2" VALVE AND PRESSURE GAUGE PRESSURE SWITCH, CYLINDER LABEL & BRACKET WITHOUT LLI | SHIELD | SD-180HFC-02 | SET | 1 | 7247 | 2370 | 20 | 2370 | 0 | FALSE |  |  | 0 | NULL
38.6.1.2 |  | SHIELD200 (SD-HFC227EA) AGENT (PER KG) | SHIELD | SD-HFC-227ea | KG | 128 | 70 | 23 | 20 | 2944 | 0 | FALSE |  |  | 0 | NULL
38.6.1.3 |  | REMOVABLE ELECTRIC ACTUATOR C/W SUPERVISORY SWITCH, 1 INCH CONNECTION, UL LISTED, EXT. MONITORING SWITCH WITH CLAMP, SD-EMS0025 | SHIELD | SD-REA-SS | NOS | 1 | 1690 | 553 | 20 | 553 | 0 | FALSE |  |  | 0 | NULL
38.6.1.4 |  | MANUAL ACTUATOR WITH PUSH TO OPERATE | SHIELD | SD-MA0025 | NOS | 1 | 200 | 66 | 20 | 66 | 0 | FALSE |  |  | 0 | NULL
38.6.1.5 |  | DISCHARGE PRESSURE SWITCH | SHIELD | SD-DPS-B6-95-1 | NOS | 1 | 300 | 99 | 20 | 99 | 0 | FALSE |  |  | 0 | NULL
38.6.1.6 |  | DISCHARGE NOZZLE | SHIELD | SD-NXXX-XX | NOS | 2 | 200 | 66 | 20 | 132 | 0 | FALSE |  |  | 0 | NULL
38.6.1.7 |  | FM200 WARNING SIGNAGE | SHIELD | SD-FM-WARN | SET | 1 | 300 | 99 | 20 | 99 | 0 | FALSE |  |  | 0 | NULL
38.6.2 |  | ELECTRICAL COMPONENTS |  |  |  | 0 | 0 | 0 | 0 | 0 | 0 | FALSE |  |  | 0 | NULL
38.6.2.1 |  | PHOTOELECTRIC SMOKE DETECTOR w/base | FIKE | 63-1058 & 63-1061 | NOS | 4 | 450 | 148 | 20 | 592 | 0 | FALSE |  |  | 0 | NULL
38.6.2.2 |  | ABORT SWITCHES, c/w Back box | FIKE | 10-2965 | NOS | 2 | 360 | 118 | 20 | 236 | 0 | FALSE |  |  | 0 | NULL
38.6.2.3 |  | INTELLIGENT AGENT RELEASE PULL STATION, P/N.# 20-1343 - FIKE WITH BACKBOX | FIKE | 20-1343 | NOS | 2 | 395 | 130 | 20 | 260 | 0 | FALSE |  |  | 0 | NULL
38.6.2.4 |  | BELL, 6" WITH BACKBOX | SHIELD | FB-1000C6 | NOS | 2 | 85 | 28 | 20 | 56 | 0 | FALSE |  |  | 0 | NULL
38.6.2.5 |  | HORN/STROBE, INDOOR, SELECTABLE CANDELA STROBE, WALL MOUNT, RED, UL LISTED, MODEL : SH-HSIR - SHIELD | SHIELD | SH-HSIR | NOS | 2 | 150 | 50 | 20 | 100 | 0 | FALSE |  |  | 0 | NULL
38.6.2.6 |  | STROBE, SELECTABLE CANDELA STROBE, WALL MOUNT, RED, INDOOR, UL LISTED, MODEL: SH-STIR - SHIELD WITH BACKBOX | SHIELD | SH-STIR | NOS | 2 | 125 | 41 | 20 | 82 | 0 | FALSE |  |  | 0 | NULL
38.6.2.7 |  | RELEASE CONTROL MODULE W/ ISOLATOR BASE | FIKE | 55 -053 | NOS | 1 | 1140 | 373 | 20 | 373 | 0 | FALSE |  |  | 0 | NULL
38.6.2.8 |  | MINI MONITOR MODULE W/ ISOLATOR BASE | FIKE | 55 -050 | NOS | 2 | 340 | 112 | 20 | 224 | 0 | FALSE |  |  | 0 | NULL
38.6.2.9 |  | MONITOR MODULE W/ ISOLATOR | FIKE | 55 -046 | NOS | 3 | 380 | 125 | 20 | 375 | 0 | FALSE |  |  | 0 | NULL
38.6.2.10 |  | CONTROL MODULE W/ ISOLATOR | FIKE | 55 -047 | NOS | 6 | 435 | 143 | 20 | 858 | 0 | FALSE |  |  | 0 | NULL
39 |  | BOQ FOR FIREFIGHTING WORKS - Workshop at DMC |  |  |  | 0 | 0 | 0 | 0 | 0 | 0 | FALSE |  |  | 0 | NULL
39.1 |  | Portable Type Fire Extinguishers |  |  |  | 0 | 0 | 0 | 0 | 0 | 0 | FALSE |  |  | 0 | NULL
39.1.1 | 10101210064 | DRY POWDER EXTINGUISHER, PORTABLE PRESSURE TYPE, CAPACITY 6 KG, RED COLOR, ABC 40% DRY CHEMICAL POWDER, FIRE RATING: 34A & 183B, CE/KITEMARK/MED APPROVED, MODEL: NP6 - NAFFCO, UAE. | NAFFCO | NP6 | NOS | 18 | 90 | 27 | 10 | 486 | 0 | FALSE |  |  | 0 | NULL
39.1.2 | 10111210050 | CO2 EXTINGUISHER PORTABLE TYPE, CAPACITY: 5 KG, RED COLOR, FIRE RATING: 55B, CE/KITEMARK/MED/LPCB APPROVED, MODEL: NC 5 - NAFFCO, UAE | NAFFCO | NC 5 | NOS | 21 | 171 | 52 | 10 | 1092 | 0 | FALSE |  |  | 0 | NULL
39.1.3 | 10191210060 | WET CHEMICAL EXTINGUISHER, CLASS F, PORTABLE, CAPACITY 6 LTR, RED COLOUR, FIRE RATING: 75F & 13A, CE/KITEMARK/LPCB APPROVED, MODEL: NKE 6 - NAFFCO, UAE | NAFFCO | NKE6 | NOS | 2 | 259 | 78 | 10 | 156 | 0 | FALSE |  |  | 0 | NULL
39.1.4 | 10280520644 | FIRE BLANKET 1.2 X 1.2 METER, GLASS FIBER WITH TWILL WEAVING WITH YARN 33TEX/2, 55GRM/SQ.M SILICON COATING PER SIDE & PACKED IN RED PVC FLAT HARD CONTAINER, COMPLY TO BS EN 1869:2019, MODEL:CS06, REF: NF/MDS-FB/2016 REV 05 - NAFFCO | NAFFCO | NFB4.4 | NOS | 2 | 41 | 13 | 10 | 26 | 0 | FALSE |  |  | 0 | NULL
39.2 |  | FIRE HOSE REEL |  |  |  | 0 | 0 | 0 | 0 | 0 | 0 | FALSE |  |  | 0 | NULL
39.2.1 |  | DOUBLE VERTICAL HOSE REEL CABINET, SURFACE MOUNTED, SOLID DOOR, COMPLETE ELECTRO GALVANIZED SHEET, SIZE: 1490 X 720 X 280 - NAFFCO | NAFFCO |  | NOS | 4 | 500 | 150 | 10 | 600 | 0 | FALSE |  |  | 0 | NULL
39.2.2 | 10911512130 | HOSE RACK ASSEMBLY 2-1/2" X 30 MTR. C/W ANGLE VALVE, WHITE POLYFLEX HOSE AND FOG NOZZLE, FM APPROVED, MODEL: NHR 64V - NAFFCO | NAFFCO | NHR 64V | NOS | 4 | 1118 | 336 | 10 | 1344 | 0 | FALSE |  |  | 0 | NULL
39.2.3 | 10651110330 | FIRE HOSE REEL 1" X 30 MTR. CABINET MOUNTED, SWINGING MANUAL WITH PLASTIC NOZZLE, CONFORMING TO BS EN 671-1:2012, CE0086, MODEL: 25 NFH-020M, "KITE MARKED"/LPCB APPROVED - NAFFCO | NAFFCO | 25NFH-020M | NOS | 4 | 394 | 119 | 10 | 476 | 0 | FALSE |  |  | 0 | NULL
39.2.4 | 10101210064 | DRY POWDER EXTINGUISHER, PORTABLE PRESSURE TYPE, CAPACITY 6 KG, RED COLOR, ABC 40% DRY CHEMICAL POWDER, FIRE RATING: 34A & 183B, CE/KITEMARK/MED APPROVED, MODEL: NP6 - NAFFCO, UAE. | NAFFCO | NP6 | NOS | 4 | 90 | 27 | 10 | 108 | 0 | FALSE |  |  | 0 | NULL
39.2.5 | 10111210050 | CO2 EXTINGUISHER PORTABLE TYPE, CAPACITY: 5 KG, RED COLOR, FIRE RATING: 55B, CE/KITEMARK/MED/LPCB APPROVED, MODEL: NC 5 - NAFFCO, UAE | NAFFCO | NC 5 | NOS | 4 | 171 | 52 | 10 | 208 | 0 | FALSE |  |  | 0 | NULL
40 |  | BOQ FOR FIREFIGHTING WORKS - Workshop at WWTP |  |  |  | 0 | 0 | 0 | 0 | 0 | 0 | FALSE |  |  | 0 | NULL
40.1 |  | Portable Type Fire Extinguishers |  |  |  | 0 | 0 | 0 | 0 | 0 | 0 | FALSE |  |  | 0 | NULL
40.1.1 | 10101210064 | DRY POWDER EXTINGUISHER, PORTABLE PRESSURE TYPE, CAPACITY 6 KG, RED COLOR, ABC 40% DRY CHEMICAL POWDER, FIRE RATING: 34A & 183B, CE/KITEMARK/MED APPROVED, MODEL: NP6 - NAFFCO, UAE. | NAFFCO | NP6 | NOS | 18 | 90 | 27 | 10 | 486 | 0 | FALSE |  |  | 0 | NULL
40.1.2 | 10111210050 | CO2 EXTINGUISHER PORTABLE TYPE, CAPACITY: 5 KG, RED COLOR, FIRE RATING: 55B, CE/KITEMARK/MED/LPCB APPROVED, MODEL: NC 5 - NAFFCO, UAE | NAFFCO | NC 5 | NOS | 21 | 171 | 52 | 10 | 1092 | 0 | FALSE |  |  | 0 | NULL
40.1.3 | 10191210060 | WET CHEMICAL EXTINGUISHER, CLASS F, PORTABLE, CAPACITY 6 LTR, RED COLOUR, FIRE RATING: 75F & 13A, CE/KITEMARK/LPCB APPROVED, MODEL: NKE 6 - NAFFCO, UAE | NAFFCO | NKE6 | NOS | 2 | 259 | 78 | 10 | 156 | 0 | FALSE |  |  | 0 | NULL
40.1.4 | 10280520644 | FIRE BLANKET 1.2 X 1.2 METER, GLASS FIBER WITH TWILL WEAVING WITH YARN 33TEX/2, 55GRM/SQ.M SILICON COATING PER SIDE & PACKED IN RED PVC FLAT HARD CONTAINER, COMPLY TO BS EN 1869:2019, MODEL:CS06, REF: NF/MDS-FB/2016 REV 05 - NAFFCO | NAFFCO | NFB4.4 | NOS | 2 | 41 | 13 | 10 | 26 | 0 | FALSE |  |  | 0 | NULL
40.2 |  | FIRE HOSE REEL |  |  |  | 0 | 0 | 0 | 0 | 0 | 0 | FALSE |  |  | 0 | NULL
40.2.1 |  | DOUBLE VERTICAL HOSE REEL CABINET, SURFACE MOUNTED, SOLID DOOR, COMPLETE ELECTRO GALVANIZED SHEET, SIZE: 1490 X 720 X 280 - NAFFCO | NAFFCO |  | NOS | 4 | 500 | 150 | 10 | 600 | 0 | FALSE |  |  | 0 | NULL
40.2.2 | 10911512130 | HOSE RACK ASSEMBLY 2-1/2" X 30 MTR. C/W ANGLE VALVE, WHITE POLYFLEX HOSE AND FOG NOZZLE, FM APPROVED, MODEL: NHR 64V - NAFFCO | NAFFCO | NHR 64V | NOS | 4 | 1118 | 336 | 10 | 1344 | 0 | FALSE |  |  | 0 | NULL
40.2.3 | 10651110330 | FIRE HOSE REEL 1" X 30 MTR. CABINET MOUNTED, SWINGING MANUAL WITH PLASTIC NOZZLE, CONFORMING TO BS EN 671-1:2012, CE0086, MODEL: 25 NFH-020M, "KITE MARKED"/LPCB APPROVED - NAFFCO | NAFFCO | 25NFH-020M | NOS | 4 | 394 | 119 | 10 | 476 | 0 | FALSE |  |  | 0 | NULL
40.2.4 | 10101210064 | DRY POWDER EXTINGUISHER, PORTABLE PRESSURE TYPE, CAPACITY 6 KG, RED COLOR, ABC 40% DRY CHEMICAL POWDER, FIRE RATING: 34A & 183B, CE/KITEMARK/MED APPROVED, MODEL: NP6 - NAFFCO, UAE. | NAFFCO | NP6 | NOS | 4 | 90 | 27 | 10 | 108 | 0 | FALSE |  |  | 0 | NULL
40.2.5 | 10111210050 | CO2 EXTINGUISHER PORTABLE TYPE, CAPACITY: 5 KG, RED COLOR, FIRE RATING: 55B, CE/KITEMARK/MED/LPCB APPROVED, MODEL: NC 5 - NAFFCO, UAE | NAFFCO | NC 5 | NOS | 4 | 171 | 52 | 10 | 208 | 0 | FALSE |  |  | 0 | NULL
1523683