## Sheet1
SLNO | ItemCode | ItemName | Brand | Model | UOM | Qty | UnitPrice USD | UnitPrice | Margin | Amount | Unitweight | Optional | COO | DeliveryStatus | CRMProductId | CRMProduct
1 |  | SHIELD 200 SYSTEM - ELCTRICAL ROOM, B2 FLOOR |  |  |  | 0 | 0 | 0 | 0 | 0 | 0 | FALSE |  |  | 0
1.1 |  | SHIELD200 16.7L Cylinder Assembly (8.4kg-20.0kg) Complete with 1" Valve and Pressure Gauge, Pressure Switch, Cylinder Label & Bracket Without LLI | Shield | SD-17HFC-01 | Nos | 1 | 879 | 879 | 0 | 879 | 0 | FALSE |  |  | 0
1.2 |  | Cylinder mounting strap | Shield | SD-CBKT-400 | Nos | 1 | 499 | 499 | 0 | 499 | 0 | FALSE |  |  | 0
1.3 |  | SHIELD200 (SD-HFC227ea) Agent | Shield | - | Kg | 13 | 33 | 33 | 0 | 429 | 0 | FALSE |  |  | 0
1.4 |  | Removable Electric Actuator c/w Supervisory Switch, 1 Inch Connection | Shield | SD-REA-SS | Nos | 1 | 501 | 501 | 0 | 501 | 0 | FALSE |  |  | 0
1.5 |  | Manual Actuator with Push to operate - SD-MA0025 | Shield | SD-MA0025 | Nos | 1 | 60 | 60 | 0 | 60 | 0 | FALSE |  |  | 0
1.6 |  | Discharge Pressure Switch - SD-DPS-B6-95-1 | Shield | SD-DPS-B6-95-1 | Nos | 1 | 199 | 199 | 0 | 199 | 0 | FALSE |  |  | 0
1.7 |  | Discharge Hose 1 Inch (25MM) with Female Swivel Fittings | Shield | SD-DH0025 | Nos | 1 | 33 | 33 | 0 | 33 | 0 | FALSE |  |  | 0
1.8 |  | Discharge Nozzle -Brass | Shield | - | Nos | 2 | 98 | 98 | 0 | 196 | 0 | FALSE |  |  | 0
1.9 |  | FM-200 Warning Signage - SD-FM-WARN | Shield | SD-FM-WARN | Nos | 1 | 100 | 100 | 0 | 100 | 0 | FALSE |  |  | 0
1.10 |  | Cylinder Lebel 280x180 - UL/FM Approved - SD-FM-LBL | Shield | SD-FM-LBL | Nos | 1 | 18 | 18 | 0 | 18 | 0 | FALSE |  |  | 0
1.11 |  | EXTINGUISHING CONTROL PANEL - A-XT Shield (2) Detection Zone (1) Release area c/w 24 VDC Back-up battery | Shield | AXT | Nos | 1 | 997 | 997 | 0 | 997 | 0 | FALSE |  |  | 0
1.12 |  | Optical Smoke detector w/base - S-C2011 | Shield | S-C2011 | Nos | 2 | 20 | 20 | 0 | 40 | 0 | FALSE |  |  | 0
1.13 |  | Abort switch w/black box - S111R-AB | Shield | S111R-AB | Nos | 1 | 116 | 116 | 0 | 116 | 0 | FALSE |  |  | 0
1.14 |  | Bell. 6'' w/black box - FB-100C6 | Shield | FB-100C6 | Nos | 1 | 33 | 33 | 0 | 33 | 0 | FALSE |  |  | 0
1.15 |  | Strobe horn w/black box - SH-HSIR | Shield | SH-HSIR | Nos | 1 | 57 | 57 | 0 | 57 | 0 | FALSE |  |  | 0
1.16 |  | Xenon/Strobe light w/black box - SH-STIR | Shield | SH-STIR | Nos | 1 | 47 | 47 | 0 | 47 | 0 | FALSE |  |  | 0
2 |  | SHIELD 200 SYSTEM - PUMP ROOM, B2 FLOOR |  |  |  | 0 | 0 | 0 | 0 | 0 | 0 | FALSE |  |  | 0
2.1 |  | SHIELD200 16.7L Cylinder Assembly (8.4kg-20.0kg) Complete with 1" Valve and Pressure Gauge, Pressure Switch, Cylinder Label & Bracket Without LLI | Shield | SD-17HFC-01 | Nos | 1 | 879 | 879 | 0 | 879 | 0 | FALSE |  |  | 0
2.2 |  | Cylinder mounting strap | Shield | SD-CBKT-400 | Nos | 1 | 499 | 499 | 0 | 499 | 0 | FALSE |  |  | 0
2.3 |  | SHIELD200 (SD-HFC227ea) Agent | Shield | - | Kg | 11 | 33 | 33 | 0 | 363 | 0 | FALSE |  |  | 0
2.4 |  | Removable Electric Actuator c/w Supervisory Switch, 1 Inch Connection | Shield | SD-REA-SS | Nos | 1 | 501 | 501 | 0 | 501 | 0 | FALSE |  |  | 0
2.5 |  | Manual Actuator with Push to operate - SD-MA0025 | Shield | SD-MA0025 | Nos | 1 | 60 | 60 | 0 | 60 | 0 | FALSE |  |  | 0
2.6 |  | Discharge Pressure Switch - SD-DPS-B6-95-1 | Shield | SD-DPS-B6-95-1 | Nos | 1 | 199 | 199 | 0 | 199 | 0 | FALSE |  |  | 0
2.7 |  | Discharge Hose 1 Inch (25MM) with Female Swivel Fittings | Shield | SD-DH0025 | Nos | 1 | 33 | 33 | 0 | 33 | 0 | FALSE |  |  | 0
2.8 |  | Discharge Nozzle -Brass | Shield | - | Nos | 2 | 98 | 98 | 0 | 196 | 0 | FALSE |  |  | 0
2.9 |  | FM-200 Warning Signage - SD-FM-WARN | Shield | SD-FM-WARN | Nos | 1 | 100 | 100 | 0 | 100 | 0 | FALSE |  |  | 0
2.10 |  | Cylinder Lebel 280x180 - UL/FM Approved - SD-FM-LBL | Shield | SD-FM-LBL | Nos | 1 | 18 | 18 | 0 | 18 | 0 | FALSE |  |  | 0
2.11 |  | EXTINGUISHING CONTROL PANEL - A-XT Shield (2) Detection Zone (1) Release area c/w 24 VDC Back-up battery | Shield | AXT | Nos | 1 | 997 | 997 | 0 | 997 | 0 | FALSE |  |  | 0
2.12 |  | Heat detector w/base - S-C2015 | Shield | S-C2015 | Nos | 2 | 17 | 17 | 0 | 34 | 0 | FALSE |  |  | 0
2.13 |  | Abort switch w/black box - S111R-AB | Shield | S111R-AB | Nos | 1 | 116 | 116 | 0 | 116 | 0 | FALSE |  |  | 0
2.14 |  | Bell. 6'' w/black box - FB-100C6 | Shield | FB-100C6 | Nos | 1 | 33 | 33 | 0 | 33 | 0 | FALSE |  |  | 0
2.15 |  | Strobe horn w/black box - SH-HSIR | Shield | SH-HSIR | Nos | 1 | 57 | 57 | 0 | 57 | 0 | FALSE |  |  | 0
2.16 |  | Xenon/Strobe light w/black box - SH-STIR | Shield | SH-STIR | Nos | 1 | 47 | 47 | 0 | 47 | 0 | FALSE |  |  | 0
3 |  | SHIELD 200 SYSTEM - ELCTRICAL ROOM - 01 FLOOR |  |  |  | 0 | 0 | 0 | 0 | 0 | 0 | FALSE |  |  | 0
3.1 |  | SHIELD200 16.7L Cylinder Assembly (8.4kg-20.0kg) Complete with 1" Valve and Pressure Gauge, Pressure Switch, Cylinder Label & Bracket Without LLI | Shield | SD-17HFC-01 | Nos | 1 | 879 | 879 | 0 | 879 | 0 | FALSE |  |  | 0
3.2 |  | Cylinder mounting strap | Shield | SD-CBKT-400 | Nos | 1 | 499 | 499 | 0 | 499 | 0 | FALSE |  |  | 0
3.3 |  | SHIELD200 (SD-HFC227ea) Agent | Shield | - | Kg | 12 | 33 | 33 | 0 | 396 | 0 | FALSE |  |  | 0
3.4 |  | Removable Electric Actuator c/w Supervisory Switch, 1 Inch Connection | Shield | SD-REA-SS | Nos | 1 | 501 | 501 | 0 | 501 | 0 | FALSE |  |  | 0
3.5 |  | Manual Actuator with Push to operate - SD-MA0025 | Shield | SD-MA0025 | Nos | 1 | 60 | 60 | 0 | 60 | 0 | FALSE |  |  | 0
3.6 |  | Discharge Pressure Switch - SD-DPS-B6-95-1 | Shield | SD-DPS-B6-95-1 | Nos | 1 | 199 | 199 | 0 | 199 | 0 | FALSE |  |  | 0
3.7 |  | Discharge Hose 1 Inch (25MM) with Female Swivel Fittings | Shield | SD-DH0025 | Nos | 1 | 33 | 33 | 0 | 33 | 0 | FALSE |  |  | 0
3.8 |  | Discharge Nozzle -Brass | Shield | - | Nos | 2 | 98 | 98 | 0 | 196 | 0 | FALSE |  |  | 0
3.9 |  | FM-200 Warning Signage - SD-FM-WARN | Shield | SD-FM-WARN | Nos | 1 | 100 | 100 | 0 | 100 | 0 | FALSE |  |  | 0
3.10 |  | Cylinder Lebel 280x180 - UL/FM Approved - SD-FM-LBL | Shield | SD-FM-LBL | Nos | 1 | 18 | 18 | 0 | 18 | 0 | FALSE |  |  | 0
3.11 |  | EXTINGUISHING CONTROL PANEL - A-XT Shield (2) Detection Zone (1) Release area c/w 24 VDC Back-up battery | Shield | AXT | Nos | 1 | 997 | 997 | 0 | 997 | 0 | FALSE |  |  | 0
3.12 |  | Optical Smoke detector w/base - S-C2011 | Shield | S-C2011 | Nos | 2 | 20 | 20 | 0 | 40 | 0 | FALSE |  |  | 0
3.13 |  | Abort switch w/black box - S111R-AB | Shield | S111R-AB | Nos | 1 | 116 | 116 | 0 | 116 | 0 | FALSE |  |  | 0
3.14 |  | Bell. 6'' w/black box - FB-100C6 | Shield | FB-100C6 | Nos | 1 | 33 | 33 | 0 | 33 | 0 | FALSE |  |  | 0
3.15 |  | Strobe horn w/black box - SH-HSIR | Shield | SH-HSIR | Nos | 1 | 57 | 57 | 0 | 57 | 0 | FALSE |  |  | 0
3.16 |  | Xenon/Strobe light w/black box - SH-STIR | Shield | SH-STIR | Nos | 1 | 47 | 47 | 0 | 47 | 0 | FALSE |  |  | 0
4 |  | SHIELD 200 SYSTEM - ELCTRICAL ROOM - 01 @ G - FLOOR |  |  |  | 0 | 0 | 0 | 0 | 0 | 0 | FALSE |  |  | 0
4.1 |  | SHIELD200 28.3L Cylinder Assembly (14.2kg-33.9kg) Complete with 1" Valve and Pressure Gauge Pressure Switch, Cylinder Label & Bracket without LLI | Shield | SD-28HFC-01 | Nos | 1 | 1102 | 1102 | 0 | 1102 | 0 | FALSE |  |  | 0
4.2 |  | Cylinder mounting strap | Shield | SD-CBKT-400 | Nos | 1 | 499 | 499 | 0 | 499 | 0 | FALSE |  |  | 0
4.3 |  | SHIELD200 (SD-HFC227ea) Agent | Shield | - | Kg | 16 | 33 | 33 | 0 | 528 | 0 | FALSE |  |  | 0
4.4 |  | Removable Electric Actuator c/w Supervisory Switch, 1 Inch Connection | Shield | SD-REA-SS | Nos | 1 | 501 | 501 | 0 | 501 | 0 | FALSE |  |  | 0
4.5 |  | Manual Actuator with Push to operate - SD-MA0025 | Shield | SD-MA0025 | Nos | 1 | 60 | 60 | 0 | 60 | 0 | FALSE |  |  | 0
4.6 |  | Discharge Pressure Switch - SD-DPS-B6-95-1 | Shield | SD-DPS-B6-95-1 | Nos | 1 | 199 | 199 | 0 | 199 | 0 | FALSE |  |  | 0
4.7 |  | Discharge Hose 1 Inch (25MM) with Female Swivel Fittings | Shield | SD-DH0025 | Nos | 1 | 33 | 33 | 0 | 33 | 0 | FALSE |  |  | 0
4.8 |  | Discharge Nozzle -Brass | Shield | - | Nos | 2 | 98 | 98 | 0 | 196 | 0 | FALSE |  |  | 0
4.9 |  | FM-200 Warning Signage - SD-FM-WARN | Shield | SD-FM-WARN | Nos | 1 | 100 | 100 | 0 | 100 | 0 | FALSE |  |  | 0
4.10 |  | Cylinder Lebel 280x180 - UL/FM Approved - SD-FM-LBL | Shield | SD-FM-LBL | Nos | 1 | 18 | 18 | 0 | 18 | 0 | FALSE |  |  | 0
4.11 |  | EXTINGUISHING CONTROL PANEL - A-XT Shield (2) Detection Zone (1) Release area c/w 24 VDC Back-up battery | Shield | AXT | Nos | 1 | 997 | 997 | 0 | 997 | 0 | FALSE |  |  | 0
4.12 |  | Optical Smoke detector w/base - S-C2011 | Shield | S-C2011 | Nos | 2 | 20 | 20 | 0 | 40 | 0 | FALSE |  |  | 0
4.13 |  | Abort switch w/black box - S111R-AB | Shield | S111R-AB | Nos | 1 | 116 | 116 | 0 | 116 | 0 | FALSE |  |  | 0
4.14 |  | Bell. 6'' w/black box - FB-100C6 | Shield | FB-100C6 | Nos | 1 | 33 | 33 | 0 | 33 | 0 | FALSE |  |  | 0
4.15 |  | Strobe horn w/black box - SH-HSIR | Shield | SH-HSIR | Nos | 1 | 57 | 57 | 0 | 57 | 0 | FALSE |  |  | 0
4.16 |  | Xenon/Strobe light w/black box - SH-STIR | Shield | SH-STIR | Nos | 1 | 47 | 47 | 0 | 47 | 0 | FALSE |  |  | 0
5 |  | SHIELD 200 SYSTEM - ELCTRICAL ROOM - 02 @ G FLOOR |  |  |  | 0 | 0 | 0 | 0 | 0 | 0 | FALSE |  |  | 0
5.1 |  | SHIELD200 16.7L Cylinder Assembly (8.4kg-20.0kg) Complete with 1" Valve and Pressure Gauge, Pressure Switch, Cylinder Label & Bracket Without LLI | Shield | SD-17HFC-01 | Nos | 1 | 879 | 879 | 0 | 879 | 0 | FALSE |  |  | 0
5.2 |  | Cylinder mounting strap | Shield | SD-CBKT-400 | Nos | 1 | 499 | 499 | 0 | 499 | 0 | FALSE |  |  | 0
5.3 |  | SHIELD200 (SD-HFC227ea) Agent | Shield | - | Kg | 11 | 33 | 33 | 0 | 363 | 0 | FALSE |  |  | 0
5.4 |  | Removable Electric Actuator c/w Supervisory Switch, 1 Inch Connection | Shield | SD-REA-SS | Nos | 1 | 501 | 501 | 0 | 501 | 0 | FALSE |  |  | 0
5.5 |  | Manual Actuator with Push to operate - SD-MA0025 | Shield | SD-MA0025 | Nos | 1 | 60 | 60 | 0 | 60 | 0 | FALSE |  |  | 0
5.6 |  | Discharge Pressure Switch - SD-DPS-B6-95-1 | Shield | SD-DPS-B6-95-1 | Nos | 1 | 199 | 199 | 0 | 199 | 0 | FALSE |  |  | 0
5.7 |  | Discharge Hose 1 Inch (25MM) with Female Swivel Fittings | Shield | SD-DH0025 | Nos | 1 | 33 | 33 | 0 | 33 | 0 | FALSE |  |  | 0
5.8 |  | Discharge Nozzle -Brass | Shield | - | Nos | 2 | 98 | 98 | 0 | 196 | 0 | FALSE |  |  | 0
5.9 |  | FM-200 Warning Signage - SD-FM-WARN | Shield | SD-FM-WARN | Nos | 1 | 100 | 100 | 0 | 100 | 0 | FALSE |  |  | 0
5.10 |  | Cylinder Lebel 280x180 - UL/FM Approved - SD-FM-LBL | Shield | SD-FM-LBL | Nos | 1 | 18 | 18 | 0 | 18 | 0 | FALSE |  |  | 0
5.11 |  | EXTINGUISHING CONTROL PANEL - A-XT Shield (2) Detection Zone (1) Release area c/w 24 VDC Back-up battery | Shield | AXT | Nos | 1 | 997 | 997 | 0 | 997 | 0 | FALSE |  |  | 0
5.12 |  | Optical Smoke detector w/base - S-C2011 | Shield | S-C2011 | Nos | 2 | 20 | 20 | 0 | 40 | 0 | FALSE |  |  | 0
5.13 |  | Abort switch w/black box - S111R-AB | Shield | S111R-AB | Nos | 1 | 116 | 116 | 0 | 116 | 0 | FALSE |  |  | 0
5.14 |  | Bell. 6'' w/black box - FB-100C6 | Shield | FB-100C6 | Nos | 1 | 33 | 33 | 0 | 33 | 0 | FALSE |  |  | 0
5.15 |  | Strobe horn w/black box - SH-HSIR | Shield | SH-HSIR | Nos | 1 | 57 | 57 | 0 | 57 | 0 | FALSE |  |  | 0
5.16 |  | Xenon/Strobe light w/black box - SH-STIR | Shield | SH-STIR | Nos | 1 | 47 | 47 | 0 | 47 | 0 | FALSE |  |  | 0
6 |  | SHIELD 200 SYSTEM - ELCTRICAL ROOM - 01 @ 1 - FLOOR |  |  |  | 0 | 0 | 0 | 0 | 0 | 0 | FALSE |  |  | 0
6.1 |  | SHIELD200 16.7L Cylinder Assembly (8.4kg-20.0kg) Complete with 1" Valve and Pressure Gauge, Pressure Switch, Cylinder Label & Bracket Without LLI | Shield | SD-17HFC-01 | Nos | 1 | 879 | 879 | 0 | 879 | 0 | FALSE |  |  | 0
6.2 |  | Cylinder mounting strap | Shield | SD-CBKT-400 | Nos | 1 | 499 | 499 | 0 | 499 | 0 | FALSE |  |  | 0
6.3 |  | SHIELD200 (SD-HFC227ea) Agent | Shield | - | Kg | 12 | 33 | 33 | 0 | 396 | 0 | FALSE |  |  | 0
6.4 |  | Removable Electric Actuator c/w Supervisory Switch, 1 Inch Connection | Shield | SD-REA-SS | Nos | 1 | 501 | 501 | 0 | 501 | 0 | FALSE |  |  | 0
6.5 |  | Manual Actuator with Push to operate - SD-MA0025 | Shield | SD-MA0025 | Nos | 1 | 60 | 60 | 0 | 60 | 0 | FALSE |  |  | 0
6.6 |  | Discharge Pressure Switch - SD-DPS-B6-95-1 | Shield | SD-DPS-B6-95-1 | Nos | 1 | 199 | 199 | 0 | 199 | 0 | FALSE |  |  | 0
6.7 |  | Discharge Hose 1 Inch (25MM) with Female Swivel Fittings | Shield | SD-DH0025 | Nos | 1 | 33 | 33 | 0 | 33 | 0 | FALSE |  |  | 0
6.8 |  | Discharge Nozzle -Brass | Shield | - | Nos | 2 | 98 | 98 | 0 | 196 | 0 | FALSE |  |  | 0
6.9 |  | FM-200 Warning Signage - SD-FM-WARN | Shield | SD-FM-WARN | Nos | 1 | 100 | 100 | 0 | 100 | 0 | FALSE |  |  | 0
6.10 |  | Cylinder Lebel 280x180 - UL/FM Approved - SD-FM-LBL | Shield | SD-FM-LBL | Nos | 1 | 18 | 18 | 0 | 18 | 0 | FALSE |  |  | 0
6.11 |  | EXTINGUISHING CONTROL PANEL - A-XT Shield (2) Detection Zone (1) Release area c/w 24 VDC Back-up battery | Shield | AXT | Nos | 1 | 997 | 997 | 0 | 997 | 0 | FALSE |  |  | 0
6.12 |  | Optical Smoke detector w/base - S-C2011 | Shield | S-C2011 | Nos | 2 | 20 | 20 | 0 | 40 | 0 | FALSE |  |  | 0
6.13 |  | Abort switch w/black box - S111R-AB | Shield | S111R-AB | Nos | 1 | 116 | 116 | 0 | 116 | 0 | FALSE |  |  | 0
6.14 |  | Bell. 6'' w/black box - FB-100C6 | Shield | FB-100C6 | Nos | 1 | 33 | 33 | 0 | 33 | 0 | FALSE |  |  | 0
6.15 |  | Strobe horn w/black box - SH-HSIR | Shield | SH-HSIR | Nos | 1 | 57 | 57 | 0 | 57 | 0 | FALSE |  |  | 0
6.16 |  | Xenon/Strobe light w/black box - SH-STIR | Shield | SH-STIR | Nos | 1 | 47 | 47 | 0 | 47 | 0 | FALSE |  |  | 0
7 |  | SHIELD 200 SYSTEM - ELCTRICAL ROOM - 02 @ 1 - FLOOR |  |  |  | 0 | 0 | 0 | 0 | 0 | 0 | FALSE |  |  | 0
7.1 |  | SHIELD200 16.7L Cylinder Assembly (8.4kg-20.0kg) Complete with 1" Valve and Pressure Gauge, Pressure Switch, Cylinder Label & Bracket Without LLI | Shield | SD-17HFC-01 | Nos | 1 | 879 | 879 | 0 | 879 | 0 | FALSE |  |  | 0
7.2 |  | Cylinder mounting strap | Shield | SD-CBKT-400 | Nos | 1 | 499 | 499 | 0 | 499 | 0 | FALSE |  |  | 0
7.3 |  | SHIELD200 (SD-HFC227ea) Agent | Shield | - | Kg | 11 | 33 | 33 | 0 | 363 | 0 | FALSE |  |  | 0
7.4 |  | Removable Electric Actuator c/w Supervisory Switch, 1 Inch Connection | Shield | SD-REA-SS | Nos | 1 | 501 | 501 | 0 | 501 | 0 | FALSE |  |  | 0
7.5 |  | Manual Actuator with Push to operate - SD-MA0025 | Shield | SD-MA0025 | Nos | 1 | 60 | 60 | 0 | 60 | 0 | FALSE |  |  | 0
7.6 |  | Discharge Pressure Switch - SD-DPS-B6-95-1 | Shield | SD-DPS-B6-95-1 | Nos | 1 | 199 | 199 | 0 | 199 | 0 | FALSE |  |  | 0
7.7 |  | Discharge Hose 1 Inch (25MM) with Female Swivel Fittings | Shield | SD-DH0025 | Nos | 1 | 33 | 33 | 0 | 33 | 0 | FALSE |  |  | 0
7.8 |  | Discharge Nozzle -Brass | Shield | - | Nos | 2 | 98 | 98 | 0 | 196 | 0 | FALSE |  |  | 0
7.9 |  | FM-200 Warning Signage - SD-FM-WARN | Shield | SD-FM-WARN | Nos | 1 | 100 | 100 | 0 | 100 | 0 | FALSE |  |  | 0
7.10 |  | Cylinder Lebel 280x180 - UL/FM Approved - SD-FM-LBL | Shield | SD-FM-LBL | Nos | 1 | 18 | 18 | 0 | 18 | 0 | FALSE |  |  | 0
7.11 |  | EXTINGUISHING CONTROL PANEL - A-XT Shield (2) Detection Zone (1) Release area c/w 24 VDC Back-up battery | Shield | AXT | Nos | 1 | 997 | 997 | 0 | 997 | 0 | FALSE |  |  | 0
7.12 |  | Optical Smoke detector w/base - S-C2011 | Shield | S-C2011 | Nos | 2 | 20 | 20 | 0 | 40 | 0 | FALSE |  |  | 0
7.13 |  | Abort switch w/black box - S111R-AB | Shield | S111R-AB | Nos | 1 | 116 | 116 | 0 | 116 | 0 | FALSE |  |  | 0
7.14 |  | Bell. 6'' w/black box - FB-100C6 | Shield | FB-100C6 | Nos | 1 | 33 | 33 | 0 | 33 | 0 | FALSE |  |  | 0
7.15 |  | Strobe horn w/black box - SH-HSIR | Shield | SH-HSIR | Nos | 1 | 57 | 57 | 0 | 57 | 0 | FALSE |  |  | 0
7.16 |  | Xenon/Strobe light w/black box - SH-STIR | Shield | SH-STIR | Nos | 1 | 47 | 47 | 0 | 47 | 0 | FALSE |  |  | 0
8 |  | SHIELD 200 SYSTEM - CAR ROOM - 01 & 02 @ SECOND FLOOR |  |  |  | 0 | 0 | 0 | 0 | 0 | 0 | FALSE |  |  | 0
8.1 |  | SHIELD200 180.0L Cylinder Assembly (90.1kg-216.0kg) Complete with 2" Valve and Pressure Gauge Pressure Switch, Cylinder Label & Bracket without LLI | Shield | SD-180HFC-02 | Nos | 1 | 2112 | 2112 | 0 | 2112 | 0 | FALSE |  |  | 0
8.2 |  | Cylinder mounting strap | Shield | SD-CBKT-600 | Nos | 1 | 73 | 73 | 0 | 73 | 0 | FALSE |  |  | 0
8.3 |  | SHIELD200 (SD-HFC227ea) Agent | Shield | - | Kg | 11 | 33 | 33 | 0 | 363 | 0 | FALSE |  |  | 0
8.4 |  | Removable Electric Actuator c/w Supervisory Switch, 1 Inch Connection | Shield | SD-REA-SS | Nos | 1 | 501 | 501 | 0 | 501 | 0 | FALSE |  |  | 0
8.5 |  | Manual Actuator with Push to operate - SD-MA0025 | Shield | SD-MA0025 | Nos | 1 | 60 | 60 | 0 | 60 | 0 | FALSE |  |  | 0
8.6 |  | Pneumatic Actuator |  | SD-PA0025 | Nos | 2 | 53 | 53 | 0 | 106 | 0 | FALSE |  |  | 0
8.7 |  | Discharge Pressure Switch - SD-DPS-B6-95-1 | Shield | SD-DPS-B6-95-1 | Nos | 1 | 199 | 199 | 0 | 199 | 0 | FALSE |  |  | 0
8.8 |  | Discharge Hose 2 Inch (50MM) with Female Swivel Fittings | Shield | SD-DH0050 | Nos | 1 | 143 | 143 | 0 | 143 | 0 | FALSE |  |  | 0
8.9 |  | Check Valve | Shield | SD-CV0050 | Nos | 1 | 126 | 126 | 0 | 126 | 0 | FALSE |  |  | 0
8.10 |  | Flexibel Hose Assembly with 1/4 Inch Female Swivel Fittings |  | SD-FLXHS0015 | Nos | 1 | 11 | 11 | 0 | 11 | 0 | FALSE |  |  | 0
8.11 |  | 1/4" Pnuematic elbow used at slave cylinder valve |  |  | Nos | 1 | 40 | 40 | 0 | 40 | 0 | FALSE |  |  | 0
8.12 |  | 1/4"nipple used at master cylinder valve |  |  | Nos | 3 | 40 | 40 | 0 | 120 | 0 | FALSE |  |  | 0
8.13 |  | Pneumatic Tee |  |  | Nos | 1 | 40 | 40 | 0 | 40 | 0 | FALSE |  |  | 0
8.14 |  | Manifold for 3 cylinder |  | SD-MF100-80-3 | Nos | 1 | 299 | 299 | 0 | 299 | 0 | FALSE |  |  | 0
8.15 |  | Discharge Nozzle -Brass | Shield | - | Nos | 2 | 98 | 98 | 0 | 196 | 0 | FALSE |  |  | 0
8.16 |  | FM-200 Warning Signage - SD-FM-WARN | Shield | SD-FM-WARN | Nos | 1 | 100 | 100 | 0 | 100 | 0 | FALSE |  |  | 0
8.17 |  | Cylinder Lebel 280x180 - UL/FM Approved - SD-FM-LBL | Shield | SD-FM-LBL | Nos | 1 | 18 | 18 | 0 | 18 | 0 | FALSE |  |  | 0
8.18 |  | EXTINGUISHING CONTROL PANEL - A-XT Shield (2) Detection Zone (1) Release area c/w 24 VDC Back-up battery | Shield | AXT | Nos | 1 | 997 | 997 | 0 | 997 | 0 | FALSE |  |  | 0
8.19 |  | Heat detector w/base - S-C2014 | Shield | S-C2014 | Nos | 2 | 20 | 20 | 0 | 40 | 0 | FALSE |  |  | 0
8.20 |  | Abort switch w/black box - S111R-AB | Shield | S111R-AB | Nos | 1 | 116 | 116 | 0 | 116 | 0 | FALSE |  |  | 0
8.21 |  | Bell. 6'' w/black box - FB-100C6 | Shield | FB-100C6 | Nos | 1 | 33 | 33 | 0 | 33 | 0 | FALSE |  |  | 0
8.22 |  | Strobe horn w/black box - SH-HSIR | Shield | SH-HSIR | Nos | 1 | 57 | 57 | 0 | 57 | 0 | FALSE |  |  | 0
8.23 |  | Xenon/Strobe light w/black box - SH-STIR | Shield | SH-STIR | Nos | 1 | 47 | 47 | 0 | 47 | 0 | FALSE |  |  | 0
9 |  | SHIELD 200 SYSTEM - TECHINCAL STORAGE ROOM @ 2ND FLOOR |  |  |  | 0 | 0 | 0 | 0 | 0 | 0 | FALSE |  |  | 0
9.1 |  | SHIELD200 147.0L Cylinder Assembly (73.6kg-176.4kg) Complete with 2" Valve and Pressure Gauge Pressure Switch, Cylinder Label & Bracket without LLI | Shield | SD-147HFC-02 | Nos | 1 | 1911 | 1911 | 0 | 1911 | 0 | FALSE |  |  | 0
9.2 |  | Cylinder mounting strap | Shield | SD-CBKT-600 | Nos | 1 | 73 | 73 | 0 | 73 | 0 | FALSE |  |  | 0
9.3 |  | SHIELD200 (SD-HFC227ea) Agent | Shield | - | Kg | 134 | 33 | 33 | 0 | 4422 | 0 | FALSE |  |  | 0
9.4 |  | Removable Electric Actuator c/w Supervisory Switch, 1 Inch Connection | Shield | SD-REA-SS | Nos | 1 | 501 | 501 | 0 | 501 | 0 | FALSE |  |  | 0
9.5 |  | Manual Actuator with Push to operate - SD-MA0025 | Shield | SD-MA0025 | Nos | 1 | 60 | 60 | 0 | 60 | 0 | FALSE |  |  | 0
9.6 |  | Discharge Pressure Switch - SD-DPS-B6-95-1 | Shield | SD-DPS-B6-95-1 | Nos | 1 | 199 | 199 | 0 | 199 | 0 | FALSE |  |  | 0
9.7 |  | Discharge Hose 2 Inch (50MM) with Female Swivel Fittings | Shield | SD-DH0050 | Nos | 1 | 143 | 143 | 0 | 143 | 0 | FALSE |  |  | 0
9.8 |  | Discharge Nozzle -Brass | Shield | - | Nos | 3 | 98 | 98 | 0 | 294 | 0 | FALSE |  |  | 0
9.9 |  | FM-200 Warning Signage - SD-FM-WARN | Shield | SD-FM-WARN | Nos | 1 | 100 | 100 | 0 | 100 | 0 | FALSE |  |  | 0
9.10 |  | Cylinder Lebel 280x180 - UL/FM Approved - SD-FM-LBL | Shield | SD-FM-LBL | Nos | 1 | 18 | 18 | 0 | 18 | 0 | FALSE |  |  | 0
9.11 |  | EXTINGUISHING CONTROL PANEL - A-XT Shield (2) Detection Zone (1) Release area c/w 24 VDC Back-up battery | Shield | AXT | Nos | 1 | 997 | 997 | 0 | 997 | 0 | FALSE |  |  | 0
9.12 |  | Optical Smoke detector w/base - S-C2011 | Shield | S-C2011 | Nos | 2 | 20 | 20 | 0 | 40 | 0 | FALSE |  |  | 0
9.13 |  | Abort switch w/black box - S111R-AB | Shield | S111R-AB | Nos | 1 | 116 | 116 | 0 | 116 | 0 | FALSE |  |  | 0
9.14 |  | Bell. 6'' w/black box - FB-100C6 | Shield | FB-100C6 | Nos | 1 | 33 | 33 | 0 | 33 | 0 | FALSE |  |  | 0
9.15 |  | Strobe horn w/black box - SH-HSIR | Shield | SH-HSIR | Nos | 1 | 57 | 57 | 0 | 57 | 0 | FALSE |  |  | 0
9.16 |  | Xenon/Strobe light w/black box - SH-STIR | Shield | SH-STIR | Nos | 1 | 47 | 47 | 0 | 47 | 0 | FALSE |  |  | 0
10 |  | SHIELD 200 SYSTEM - MCR @ SECOND FLOOR |  |  |  | 0 | 0 | 0 | 0 | 0 | 0 | FALSE |  |  | 0
10.1 |  | SHIELD200 369.0L Cylinder Assembly (184.6kg-442.8kg) Complete with 3" Valve and Pressure Gauge Pressure Switch, Cylinder Label & Bracket without LLI | Shield | SD-369HFC-03 | Nos | 1 | 4069 | 4069 | 0 | 4069 | 0 | FALSE |  |  | 0
10.2 |  | Cylinder mounting strap | Shield | SD-CBKT-790 | Nos | 1 | 83 | 83 | 0 | 83 | 0 | FALSE |  |  | 0
10.3 |  | SHIELD200 (SD-HFC227ea) Agent | Shield | - | Kg | 186 | 33 | 33 | 0 | 6138 | 0 | FALSE |  |  | 0
10.4 |  | 3 Inch (80MM) Outlet Adaptor used to 369L Cylinder Valve Outlet |  | SD-VOA0080 | Nos | 1 | 58 | 58 | 0 | 58 | 0 | FALSE |  |  | 0
10.5 |  | Removable Electric Actuator c/w Supervisory Switch, 1 Inch Connection | Shield | SD-REA-SS | Nos | 1 | 501 | 501 | 0 | 501 | 0 | FALSE |  |  | 0
10.6 |  | Manual Actuator with Push to operate - SD-MA0025 | Shield | SD-MA0025 | Nos | 1 | 60 | 60 | 0 | 60 | 0 | FALSE |  |  | 0
10.7 |  | Discharge Pressure Switch - SD-DPS-B6-95-1 | Shield | SD-DPS-B6-95-1 | Nos | 1 | 199 | 199 | 0 | 199 | 0 | FALSE |  |  | 0
10.8 |  | Discharge Hose 3 Inch (80MM) c/w Check Valve with Female Swivel Fittings | Shield | SD-DHCV0080 | Nos | 1 | 782 | 782 | 0 | 782 | 0 | FALSE |  |  | 0
10.9 |  | Discharge Nozzle -Brass | Shield | - | Nos | 4 | 98 | 98 | 0 | 392 | 0 | FALSE |  |  | 0
10.10 |  | FM-200 Warning Signage - SD-FM-WARN | Shield | SD-FM-WARN | Nos | 1 | 100 | 100 | 0 | 100 | 0 | FALSE |  |  | 0
10.11 |  | Cylinder Lebel 280x180 - UL/FM Approved - SD-FM-LBL | Shield | SD-FM-LBL | Nos | 1 | 18 | 18 | 0 | 18 | 0 | FALSE |  |  | 0
10.12 |  | EXTINGUISHING CONTROL PANEL - A-XT Shield (2) Detection Zone (1) Release area c/w 24 VDC Back-up battery | Shield | AXT | Nos | 1 | 997 | 997 | 0 | 997 | 0 | FALSE |  |  | 0
10.13 |  | Optical Smoke detector w/base - S-C2011 | Shield | S-C2011 | Nos | 4 | 20 | 20 | 0 | 80 | 0 | FALSE |  |  | 0
10.14 |  | Abort switch w/black box - S111R-AB | Shield | S111R-AB | Nos | 1 | 116 | 116 | 0 | 116 | 0 | FALSE |  |  | 0
10.15 |  | Bell. 6'' w/black box - FB-100C6 | Shield | FB-100C6 | Nos | 1 | 33 | 33 | 0 | 33 | 0 | FALSE |  |  | 0
10.16 |  | Strobe horn w/black box - SH-HSIR | Shield | SH-HSIR | Nos | 1 | 57 | 57 | 0 | 57 | 0 | FALSE |  |  | 0
10.17 |  | Xenon/Strobe light w/black box - SH-STIR | Shield | SH-STIR | Nos | 1 | 47 | 47 | 0 | 47 | 0 | FALSE |  |  | 0
11 |  | SHIELD 200 SYSTEM - ELCTRICAL ROOM 1 @ 2ND FLOOR |  |  |  | 0 | 0 | 0 | 0 | 0 | 0 | FALSE |  |  | 0
11.1 |  | SHIELD200 16.7L Cylinder Assembly (8.4kg-20.0kg) Complete with 1" Valve and Pressure Gauge, Pressure Switch, Cylinder Label & Bracket Without LLI | Shield | SD-17HFC-01 | Nos | 1 | 879 | 879 | 0 | 879 | 0 | FALSE |  |  | 0
11.2 |  | Cylinder mounting strap | Shield | SD-CBKT-400 | Nos | 1 | 499 | 499 | 0 | 499 | 0 | FALSE |  |  | 0
11.3 |  | SHIELD200 (SD-HFC227ea) Agent | Shield | - | Kg | 12 | 33 | 33 | 0 | 396 | 0 | FALSE |  |  | 0
11.4 |  | Removable Electric Actuator c/w Supervisory Switch, 1 Inch Connection | Shield | SD-REA-SS | Nos | 1 | 501 | 501 | 0 | 501 | 0 | FALSE |  |  | 0
11.5 |  | Manual Actuator with Push to operate - SD-MA0025 | Shield | SD-MA0025 | Nos | 1 | 60 | 60 | 0 | 60 | 0 | FALSE |  |  | 0
11.6 |  | Discharge Pressure Switch - SD-DPS-B6-95-1 | Shield | SD-DPS-B6-95-1 | Nos | 1 | 199 | 199 | 0 | 199 | 0 | FALSE |  |  | 0
11.7 |  | Discharge Hose 1 Inch (25MM) with Female Swivel Fittings | Shield | SD-DH0025 | Nos | 1 | 33 | 33 | 0 | 33 | 0 | FALSE |  |  | 0
11.8 |  | Discharge Nozzle -Brass | Shield | - | Nos | 2 | 98 | 98 | 0 | 196 | 0 | FALSE |  |  | 0
11.9 |  | FM-200 Warning Signage - SD-FM-WARN | Shield | SD-FM-WARN | Nos | 1 | 100 | 100 | 0 | 100 | 0 | FALSE |  |  | 0
11.10 |  | Cylinder Lebel 280x180 - UL/FM Approved - SD-FM-LBL | Shield | SD-FM-LBL | Nos | 1 | 18 | 18 | 0 | 18 | 0 | FALSE |  |  | 0
11.11 |  | EXTINGUISHING CONTROL PANEL - A-XT Shield (2) Detection Zone (1) Release area c/w 24 VDC Back-up battery | Shield | AXT | Nos | 1 | 997 | 997 | 0 | 997 | 0 | FALSE |  |  | 0
11.12 |  | Optical Smoke detector w/base - S-C2011 | Shield | S-C2011 | Nos | 2 | 20 | 20 | 0 | 40 | 0 | FALSE |  |  | 0
11.13 |  | Abort switch w/black box - S111R-AB | Shield | S111R-AB | Nos | 1 | 116 | 116 | 0 | 116 | 0 | FALSE |  |  | 0
11.14 |  | Bell. 6'' w/black box - FB-100C6 | Shield | FB-100C6 | Nos | 1 | 33 | 33 | 0 | 33 | 0 | FALSE |  |  | 0
11.15 |  | Strobe horn w/black box - SH-HSIR | Shield | SH-HSIR | Nos | 1 | 57 | 57 | 0 | 57 | 0 | FALSE |  |  | 0
11.16 |  | Xenon/Strobe light w/black box - SH-STIR | Shield | SH-STIR | Nos | 1 | 47 | 47 | 0 | 47 | 0 | FALSE |  |  | 0
12 |  | SHIELD 200 SYSTEM - ELCTRICAL ROOM 2 @ 2ND FLOOR |  |  |  | 0 | 0 | 0 | 0 | 0 | 0 | FALSE |  |  | 0
12.1 |  | SHIELD200 16.7L Cylinder Assembly (8.4kg-20.0kg) Complete with 1" Valve and Pressure Gauge, Pressure Switch, Cylinder Label & Bracket Without LLI | Shield | SD-17HFC-01 | Nos | 1 | 879 | 879 | 0 | 879 | 0 | FALSE |  |  | 0
12.2 |  | Cylinder mounting strap | Shield | SD-CBKT-400 | Nos | 1 | 499 | 499 | 0 | 499 | 0 | FALSE |  |  | 0
12.3 |  | SHIELD200 (SD-HFC227ea) Agent | Shield | - | Kg | 11 | 33 | 33 | 0 | 363 | 0 | FALSE |  |  | 0
12.4 |  | Removable Electric Actuator c/w Supervisory Switch, 1 Inch Connection | Shield | SD-REA-SS | Nos | 1 | 501 | 501 | 0 | 501 | 0 | FALSE |  |  | 0
12.5 |  | Manual Actuator with Push to operate - SD-MA0025 | Shield | SD-MA0025 | Nos | 1 | 60 | 60 | 0 | 60 | 0 | FALSE |  |  | 0
12.6 |  | Discharge Pressure Switch - SD-DPS-B6-95-1 | Shield | SD-DPS-B6-95-1 | Nos | 1 | 199 | 199 | 0 | 199 | 0 | FALSE |  |  | 0
12.7 |  | Discharge Hose 1 Inch (25MM) with Female Swivel Fittings | Shield | SD-DH0025 | Nos | 1 | 33 | 33 | 0 | 33 | 0 | FALSE |  |  | 0
12.8 |  | Discharge Nozzle -Brass | Shield | - | Nos | 2 | 98 | 98 | 0 | 196 | 0 | FALSE |  |  | 0
12.9 |  | FM-200 Warning Signage - SD-FM-WARN | Shield | SD-FM-WARN | Nos | 1 | 100 | 100 | 0 | 100 | 0 | FALSE |  |  | 0
12.10 |  | Cylinder Lebel 280x180 - UL/FM Approved - SD-FM-LBL | Shield | SD-FM-LBL | Nos | 1 | 18 | 18 | 0 | 18 | 0 | FALSE |  |  | 0
12.11 |  | EXTINGUISHING CONTROL PANEL - A-XT Shield (2) Detection Zone (1) Release area c/w 24 VDC Back-up battery | Shield | AXT | Nos | 1 | 997 | 997 | 0 | 997 | 0 | FALSE |  |  | 0
12.12 |  | Optical Smoke detector w/base - S-C2011 | Shield | S-C2011 | Nos | 2 | 20 | 20 | 0 | 40 | 0 | FALSE |  |  | 0
12.13 |  | Abort switch w/black box - S111R-AB | Shield | S111R-AB | Nos | 1 | 116 | 116 | 0 | 116 | 0 | FALSE |  |  | 0
12.14 |  | Bell. 6'' w/black box - FB-100C6 | Shield | FB-100C6 | Nos | 1 | 33 | 33 | 0 | 33 | 0 | FALSE |  |  | 0
12.15 |  | Strobe horn w/black box - SH-HSIR | Shield | SH-HSIR | Nos | 1 | 57 | 57 | 0 | 57 | 0 | FALSE |  |  | 0
12.16 |  | Xenon/Strobe light w/black box - SH-STIR | Shield | SH-STIR | Nos | 1 | 47 | 47 | 0 | 47 | 0 | FALSE |  |  | 0
13 |  | SHIELD 200 SYSTEM - ELCTRICAL ROOM 1 @ 3RD FLOOR |  |  |  | 0 | 0 | 0 | 0 | 0 | 0 | FALSE |  |  | 0
13.1 |  | SHIELD200 16.7L Cylinder Assembly (8.4kg-20.0kg) Complete with 1" Valve and Pressure Gauge, Pressure Switch, Cylinder Label & Bracket Without LLI | Shield | SD-17HFC-01 | Nos | 1 | 879 | 879 | 0 | 879 | 0 | FALSE |  |  | 0
13.2 |  | Cylinder mounting strap | Shield | SD-CBKT-400 | Nos | 1 | 499 | 499 | 0 | 499 | 0 | FALSE |  |  | 0
13.3 |  | SHIELD200 (SD-HFC227ea) Agent | Shield | - | Kg | 12 | 33 | 33 | 0 | 396 | 0 | FALSE |  |  | 0
13.4 |  | Removable Electric Actuator c/w Supervisory Switch, 1 Inch Connection | Shield | SD-REA-SS | Nos | 1 | 501 | 501 | 0 | 501 | 0 | FALSE |  |  | 0
13.5 |  | Manual Actuator with Push to operate - SD-MA0025 | Shield | SD-MA0025 | Nos | 1 | 60 | 60 | 0 | 60 | 0 | FALSE |  |  | 0
13.6 |  | Discharge Pressure Switch - SD-DPS-B6-95-1 | Shield | SD-DPS-B6-95-1 | Nos | 1 | 199 | 199 | 0 | 199 | 0 | FALSE |  |  | 0
13.7 |  | Discharge Hose 1 Inch (25MM) with Female Swivel Fittings | Shield | SD-DH0025 | Nos | 1 | 33 | 33 | 0 | 33 | 0 | FALSE |  |  | 0
13.8 |  | Discharge Nozzle -Brass | Shield | - | Nos | 2 | 98 | 98 | 0 | 196 | 0 | FALSE |  |  | 0
13.9 |  | FM-200 Warning Signage - SD-FM-WARN | Shield | SD-FM-WARN | Nos | 1 | 100 | 100 | 0 | 100 | 0 | FALSE |  |  | 0
13.10 |  | Cylinder Lebel 280x180 - UL/FM Approved - SD-FM-LBL | Shield | SD-FM-LBL | Nos | 1 | 18 | 18 | 0 | 18 | 0 | FALSE |  |  | 0
13.11 |  | EXTINGUISHING CONTROL PANEL - A-XT Shield (2) Detection Zone (1) Release area c/w 24 VDC Back-up battery | Shield | AXT | Nos | 1 | 997 | 997 | 0 | 997 | 0 | FALSE |  |  | 0
13.12 |  | Optical Smoke detector w/base - S-C2011 | Shield | S-C2011 | Nos | 2 | 20 | 20 | 0 | 40 | 0 | FALSE |  |  | 0
13.13 |  | Abort switch w/black box - S111R-AB | Shield | S111R-AB | Nos | 1 | 116 | 116 | 0 | 116 | 0 | FALSE |  |  | 0
13.14 |  | Bell. 6'' w/black box - FB-100C6 | Shield | FB-100C6 | Nos | 1 | 33 | 33 | 0 | 33 | 0 | FALSE |  |  | 0
13.15 |  | Strobe horn w/black box - SH-HSIR | Shield | SH-HSIR | Nos | 1 | 57 | 57 | 0 | 57 | 0 | FALSE |  |  | 0
13.16 |  | Xenon/Strobe light w/black box - SH-STIR | Shield | SH-STIR | Nos | 1 | 47 | 47 | 0 | 47 | 0 | FALSE |  |  | 0
14 |  | SHIELD 200 SYSTEM - ELCTRICAL ROOM 2 @ 3RD FLOOR |  |  |  | 0 | 0 | 0 | 0 | 0 | 0 | FALSE |  |  | 0
14.1 |  | SHIELD200 147.0L Cylinder Assembly (73.6kg-176.4kg) Complete with 2" Valve and Pressure Gauge Pressure Switch, Cylinder Label & Bracket without LLI | Shield | SD-147HFC-02 | Nos | 1 | 1911 | 1911 | 0 | 1911 | 0 | FALSE |  |  | 0
14.2 |  | Cylinder mounting strap | Shield | SD-CBKT-400 | Nos | 1 | 499 | 499 | 0 | 499 | 0 | FALSE |  |  | 0
14.3 |  | SHIELD200 (SD-HFC227ea) Agent | Shield | - | Kg | 11 | 33 | 33 | 0 | 363 | 0 | FALSE |  |  | 0
14.4 |  | Removable Electric Actuator c/w Supervisory Switch, 1 Inch Connection | Shield | SD-REA-SS | Nos | 1 | 501 | 501 | 0 | 501 | 0 | FALSE |  |  | 0
14.5 |  | Manual Actuator with Push to operate - SD-MA0025 | Shield | SD-MA0025 | Nos | 1 | 60 | 60 | 0 | 60 | 0 | FALSE |  |  | 0
14.6 |  | Discharge Pressure Switch - SD-DPS-B6-95-1 | Shield | SD-DPS-B6-95-1 | Nos | 1 | 199 | 199 | 0 | 199 | 0 | FALSE |  |  | 0
14.7 |  | Discharge Hose 1 Inch (25MM) with Female Swivel Fittings | Shield | SD-DH0025 | Nos | 1 | 33 | 33 | 0 | 33 | 0 | FALSE |  |  | 0
14.8 |  | Discharge Nozzle -Brass | Shield | - | Nos | 2 | 98 | 98 | 0 | 196 | 0 | FALSE |  |  | 0
14.9 |  | FM-200 Warning Signage - SD-FM-WARN | Shield | SD-FM-WARN | Nos | 1 | 100 | 100 | 0 | 100 | 0 | FALSE |  |  | 0
14.10 |  | Cylinder Lebel 280x180 - UL/FM Approved - SD-FM-LBL | Shield | SD-FM-LBL | Nos | 1 | 18 | 18 | 0 | 18 | 0 | FALSE |  |  | 0
14.11 |  | EXTINGUISHING CONTROL PANEL - A-XT Shield (2) Detection Zone (1) Release area c/w 24 VDC Back-up battery | Shield | AXT | Nos | 1 | 997 | 997 | 0 | 997 | 0 | FALSE |  |  | 0
14.12 |  | Optical Smoke detector w/base - S-C2011 | Shield | S-C2011 | Nos | 2 | 20 | 20 | 0 | 40 | 0 | FALSE |  |  | 0
14.13 |  | Abort switch w/black box - S111R-AB | Shield | S111R-AB | Nos | 1 | 116 | 116 | 0 | 116 | 0 | FALSE |  |  | 0
14.14 |  | Bell. 6'' w/black box - FB-100C6 | Shield | FB-100C6 | Nos | 1 | 33 | 33 | 0 | 33 | 0 | FALSE |  |  | 0
14.15 |  | Strobe horn w/black box - SH-HSIR | Shield | SH-HSIR | Nos | 1 | 57 | 57 | 0 | 57 | 0 | FALSE |  |  | 0
14.16 |  | Xenon/Strobe light w/black box - SH-STIR | Shield | SH-STIR | Nos | 1 | 47 | 47 | 0 | 47 | 0 | FALSE |  |  | 0
15 |  | SHIELD 200 SYSTEM - ELCTRICAL ROOM 1 @ 4TH FLOOR |  |  |  | 0 | 0 | 0 | 0 | 0 | 0 | FALSE |  |  | 0
15.1 |  | SHIELD200 16.7L Cylinder Assembly (8.4kg-20.0kg) Complete with 1" Valve and Pressure Gauge, Pressure Switch, Cylinder Label & Bracket Without LLI | Shield | SD-17HFC-01 | Nos | 1 | 879 | 879 | 0 | 879 | 0 | FALSE |  |  | 0
15.2 |  | Cylinder mounting strap | Shield | SD-CBKT-400 | Nos | 1 | 499 | 499 | 0 | 499 | 0 | FALSE |  |  | 0
15.3 |  | SHIELD200 (SD-HFC227ea) Agent | Shield | - | Kg | 12 | 33 | 33 | 0 | 396 | 0 | FALSE |  |  | 0
15.4 |  | Removable Electric Actuator c/w Supervisory Switch, 1 Inch Connection | Shield | SD-REA-SS | Nos | 1 | 501 | 501 | 0 | 501 | 0 | FALSE |  |  | 0
15.5 |  | Manual Actuator with Push to operate - SD-MA0025 | Shield | SD-MA0025 | Nos | 1 | 60 | 60 | 0 | 60 | 0 | FALSE |  |  | 0
15.6 |  | Discharge Pressure Switch - SD-DPS-B6-95-1 | Shield | SD-DPS-B6-95-1 | Nos | 1 | 199 | 199 | 0 | 199 | 0 | FALSE |  |  | 0
15.7 |  | Discharge Hose 1 Inch (25MM) with Female Swivel Fittings | Shield | SD-DH0025 | Nos | 1 | 33 | 33 | 0 | 33 | 0 | FALSE |  |  | 0
15.8 |  | Discharge Nozzle -Brass | Shield | - | Nos | 2 | 98 | 98 | 0 | 196 | 0 | FALSE |  |  | 0
15.9 |  | FM-200 Warning Signage - SD-FM-WARN | Shield | SD-FM-WARN | Nos | 1 | 100 | 100 | 0 | 100 | 0 | FALSE |  |  | 0
15.10 |  | Cylinder Lebel 280x180 - UL/FM Approved - SD-FM-LBL | Shield | SD-FM-LBL | Nos | 1 | 18 | 18 | 0 | 18 | 0 | FALSE |  |  | 0
15.11 |  | EXTINGUISHING CONTROL PANEL - A-XT Shield (2) Detection Zone (1) Release area c/w 24 VDC Back-up battery | Shield | AXT | Nos | 1 | 997 | 997 | 0 | 997 | 0 | FALSE |  |  | 0
15.12 |  | Optical Smoke detector w/base - S-C2011 | Shield | S-C2011 | Nos | 2 | 20 | 20 | 0 | 40 | 0 | FALSE |  |  | 0
15.13 |  | Abort switch w/black box - S111R-AB | Shield | S111R-AB | Nos | 1 | 116 | 116 | 0 | 116 | 0 | FALSE |  |  | 0
15.14 |  | Bell. 6'' w/black box - FB-100C6 | Shield | FB-100C6 | Nos | 1 | 33 | 33 | 0 | 33 | 0 | FALSE |  |  | 0
15.15 |  | Strobe horn w/black box - SH-HSIR | Shield | SH-HSIR | Nos | 1 | 57 | 57 | 0 | 57 | 0 | FALSE |  |  | 0
15.16 |  | Xenon/Strobe light w/black box - SH-STIR | Shield | SH-STIR | Nos | 1 | 47 | 47 | 0 | 47 | 0 | FALSE |  |  | 0
16 |  | SHIELD 200 SYSTEM - ELCTRICAL ROOM 2 @ 4TH FLOOR |  |  |  | 0 | 0 | 0 | 0 | 0 | 0 | FALSE |  |  | 0
16.1 |  | SHIELD200 16.7L Cylinder Assembly (8.4kg-20.0kg) Complete with 1" Valve and Pressure Gauge, Pressure Switch, Cylinder Label & Bracket Without LLI | Shield | SD-17HFC-01 | Nos | 1 | 879 | 879 | 0 | 879 | 0 | FALSE |  |  | 0
16.2 |  | Cylinder mounting strap | Shield | SD-CBKT-400 | Nos | 1 | 499 | 499 | 0 | 499 | 0 | FALSE |  |  | 0
16.3 |  | SHIELD200 (SD-HFC227ea) Agent | Shield | - | Kg | 11 | 33 | 33 | 0 | 363 | 0 | FALSE |  |  | 0
16.4 |  | Removable Electric Actuator c/w Supervisory Switch, 1 Inch Connection | Shield | SD-REA-SS | Nos | 1 | 501 | 501 | 0 | 501 | 0 | FALSE |  |  | 0
16.5 |  | Manual Actuator with Push to operate - SD-MA0025 | Shield | SD-MA0025 | Nos | 1 | 60 | 60 | 0 | 60 | 0 | FALSE |  |  | 0
16.6 |  | Discharge Pressure Switch - SD-DPS-B6-95-1 | Shield | SD-DPS-B6-95-1 | Nos | 1 | 199 | 199 | 0 | 199 | 0 | FALSE |  |  | 0
16.7 |  | Discharge Hose 1 Inch (25MM) with Female Swivel Fittings | Shield | SD-DH0025 | Nos | 1 | 33 | 33 | 0 | 33 | 0 | FALSE |  |  | 0
16.8 |  | Discharge Nozzle -Brass | Shield | - | Nos | 2 | 98 | 98 | 0 | 196 | 0 | FALSE |  |  | 0
16.9 |  | FM-200 Warning Signage - SD-FM-WARN | Shield | SD-FM-WARN | Nos | 1 | 100 | 100 | 0 | 100 | 0 | FALSE |  |  | 0
16.10 |  | Cylinder Lebel 280x180 - UL/FM Approved - SD-FM-LBL | Shield | SD-FM-LBL | Nos | 1 | 18 | 18 | 0 | 18 | 0 | FALSE |  |  | 0
16.11 |  | EXTINGUISHING CONTROL PANEL - A-XT Shield (2) Detection Zone (1) Release area c/w 24 VDC Back-up battery | Shield | AXT | Nos | 1 | 997 | 997 | 0 | 997 | 0 | FALSE |  |  | 0
16.12 |  | Optical Smoke detector w/base - S-C2011 | Shield | S-C2011 | Nos | 2 | 20 | 20 | 0 | 40 | 0 | FALSE |  |  | 0
16.13 |  | Abort switch w/black box - S111R-AB | Shield | S111R-AB | Nos | 1 | 116 | 116 | 0 | 116 | 0 | FALSE |  |  | 0
16.14 |  | Bell. 6'' w/black box - FB-100C6 | Shield | FB-100C6 | Nos | 1 | 33 | 33 | 0 | 33 | 0 | FALSE |  |  | 0
16.15 |  | Strobe horn w/black box - SH-HSIR | Shield | SH-HSIR | Nos | 1 | 57 | 57 | 0 | 57 | 0 | FALSE |  |  | 0
16.16 |  | Xenon/Strobe light w/black box - SH-STIR | Shield | SH-STIR | Nos | 1 | 47 | 47 | 0 | 47 | 0 | FALSE |  |  | 0
17 |  | SHIELD 200 SYSTEM - ELCTRICAL ROOM 1 @ 5TH FLOOR |  |  |  | 0 | 0 | 0 | 0 | 0 | 0 | FALSE |  |  | 0
17.1 |  | SHIELD200 16.7L Cylinder Assembly (8.4kg-20.0kg) Complete with 1" Valve and Pressure Gauge, Pressure Switch, Cylinder Label & Bracket Without LLI | Shield | SD-17HFC-01 | Nos | 1 | 879 | 879 | 0 | 879 | 0 | FALSE |  |  | 0
17.2 |  | Cylinder mounting strap | Shield | SD-CBKT-400 | Nos | 1 | 499 | 499 | 0 | 499 | 0 | FALSE |  |  | 0
17.3 |  | SHIELD200 (SD-HFC227ea) Agent | Shield | - | Kg | 12 | 33 | 33 | 0 | 396 | 0 | FALSE |  |  | 0
17.4 |  | Removable Electric Actuator c/w Supervisory Switch, 1 Inch Connection | Shield | SD-REA-SS | Nos | 1 | 501 | 501 | 0 | 501 | 0 | FALSE |  |  | 0
17.5 |  | Manual Actuator with Push to operate - SD-MA0025 | Shield | SD-MA0025 | Nos | 1 | 60 | 60 | 0 | 60 | 0 | FALSE |  |  | 0
17.6 |  | Discharge Pressure Switch - SD-DPS-B6-95-1 | Shield | SD-DPS-B6-95-1 | Nos | 1 | 199 | 199 | 0 | 199 | 0 | FALSE |  |  | 0
17.7 |  | Discharge Hose 1 Inch (25MM) with Female Swivel Fittings | Shield | SD-DH0025 | Nos | 1 | 33 | 33 | 0 | 33 | 0 | FALSE |  |  | 0
17.8 |  | Discharge Nozzle -Brass | Shield | - | Nos | 2 | 98 | 98 | 0 | 196 | 0 | FALSE |  |  | 0
17.9 |  | FM-200 Warning Signage - SD-FM-WARN | Shield | SD-FM-WARN | Nos | 1 | 100 | 100 | 0 | 100 | 0 | FALSE |  |  | 0
17.10 |  | Cylinder Lebel 280x180 - UL/FM Approved - SD-FM-LBL | Shield | SD-FM-LBL | Nos | 1 | 18 | 18 | 0 | 18 | 0 | FALSE |  |  | 0
17.11 |  | EXTINGUISHING CONTROL PANEL - A-XT Shield (2) Detection Zone (1) Release area c/w 24 VDC Back-up battery | Shield | AXT | Nos | 1 | 997 | 997 | 0 | 997 | 0 | FALSE |  |  | 0
17.12 |  | Optical Smoke detector w/base - S-C2011 | Shield | S-C2011 | Nos | 2 | 20 | 20 | 0 | 40 | 0 | FALSE |  |  | 0
17.13 |  | Abort switch w/black box - S111R-AB | Shield | S111R-AB | Nos | 1 | 116 | 116 | 0 | 116 | 0 | FALSE |  |  | 0
17.14 |  | Bell. 6'' w/black box - FB-100C6 | Shield | FB-100C6 | Nos | 1 | 33 | 33 | 0 | 33 | 0 | FALSE |  |  | 0
17.15 |  | Strobe horn w/black box - SH-HSIR | Shield | SH-HSIR | Nos | 1 | 57 | 57 | 0 | 57 | 0 | FALSE |  |  | 0
17.16 |  | Xenon/Strobe light w/black box - SH-STIR | Shield | SH-STIR | Nos | 1 | 47 | 47 | 0 | 47 | 0 | FALSE |  |  | 0
18 |  | SHIELD 200 SYSTEM - ELCTRICAL ROOM 2 @ 5TH FLOOR |  |  |  | 0 | 0 | 0 | 0 | 0 | 0 | FALSE |  |  | 0
18.1 |  | SHIELD200 16.7L Cylinder Assembly (8.4kg-20.0kg) Complete with 1" Valve and Pressure Gauge, Pressure Switch, Cylinder Label & Bracket Without LLI | Shield | SD-17HFC-01 | Nos | 1 | 879 | 879 | 0 | 879 | 0 | FALSE |  |  | 0
18.2 |  | Cylinder mounting strap | Shield | SD-CBKT-400 | Nos | 1 | 499 | 499 | 0 | 499 | 0 | FALSE |  |  | 0
18.3 |  | SHIELD200 (SD-HFC227ea) Agent | Shield | - | Kg | 11 | 33 | 33 | 0 | 363 | 0 | FALSE |  |  | 0
18.4 |  | Removable Electric Actuator c/w Supervisory Switch, 1 Inch Connection | Shield | SD-REA-SS | Nos | 1 | 501 | 501 | 0 | 501 | 0 | FALSE |  |  | 0
18.5 |  | Manual Actuator with Push to operate - SD-MA0025 | Shield | SD-MA0025 | Nos | 1 | 60 | 60 | 0 | 60 | 0 | FALSE |  |  | 0
18.6 |  | Discharge Pressure Switch - SD-DPS-B6-95-1 | Shield | SD-DPS-B6-95-1 | Nos | 1 | 199 | 199 | 0 | 199 | 0 | FALSE |  |  | 0
18.7 |  | Discharge Hose 1 Inch (25MM) with Female Swivel Fittings | Shield | SD-DH0025 | Nos | 1 | 33 | 33 | 0 | 33 | 0 | FALSE |  |  | 0
18.8 |  | Discharge Nozzle -Brass | Shield | - | Nos | 2 | 98 | 98 | 0 | 196 | 0 | FALSE |  |  | 0
18.9 |  | FM-200 Warning Signage - SD-FM-WARN | Shield | SD-FM-WARN | Nos | 1 | 100 | 100 | 0 | 100 | 0 | FALSE |  |  | 0
18.10 |  | Cylinder Lebel 280x180 - UL/FM Approved - SD-FM-LBL | Shield | SD-FM-LBL | Nos | 1 | 18 | 18 | 0 | 18 | 0 | FALSE |  |  | 0
18.11 |  | EXTINGUISHING CONTROL PANEL - A-XT Shield (2) Detection Zone (1) Release area c/w 24 VDC Back-up battery | Shield | AXT | Nos | 1 | 997 | 997 | 0 | 997 | 0 | FALSE |  |  | 0
18.12 |  | Optical Smoke detector w/base - S-C2011 | Shield | S-C2011 | Nos | 2 | 20 | 20 | 0 | 40 | 0 | FALSE |  |  | 0
18.13 |  | Abort switch w/black box - S111R-AB | Shield | S111R-AB | Nos | 1 | 116 | 116 | 0 | 116 | 0 | FALSE |  |  | 0
18.14 |  | Bell. 6'' w/black box - FB-100C6 | Shield | FB-100C6 | Nos | 1 | 33 | 33 | 0 | 33 | 0 | FALSE |  |  | 0
18.15 |  | Strobe horn w/black box - SH-HSIR | Shield | SH-HSIR | Nos | 1 | 57 | 57 | 0 | 57 | 0 | FALSE |  |  | 0
18.16 |  | Xenon/Strobe light w/black box - SH-STIR | Shield | SH-STIR | Nos | 1 | 47 | 47 | 0 | 47 | 0 | FALSE |  |  | 0
19 |  | SHIELD 200 SYSTEM - CONTROL ROOM @ FIFTH FLOOR |  |  |  | 0 | 0 | 0 | 0 | 0 | 0 | FALSE |  |  | 0
19.1 |  | SHIELD200 147.0L Cylinder Assembly (73.6kg-176.4kg) Complete with 2" Valve and Pressure Gauge Pressure Switch, Cylinder Label & Bracket without LLI | Shield | SD-147HFC-02 | Nos | 1 | 1911 | 1911 | 0 | 1911 | 0 | FALSE |  |  | 0
19.2 |  | Cylinder mounting strap | Shield | SD-CBKT-600 | Nos | 1 | 73 | 73 | 0 | 73 | 0 | FALSE |  |  | 0
19.3 |  | SHIELD200 (SD-HFC227ea) Agent | Shield | - | Kg | 106 | 33 | 33 | 0 | 3498 | 0 | FALSE |  |  | 0
19.4 |  | Removable Electric Actuator c/w Supervisory Switch, 1 Inch Connection | Shield | SD-REA-SS | Nos | 1 | 501 | 501 | 0 | 501 | 0 | FALSE |  |  | 0
19.5 |  | Manual Actuator with Push to operate - SD-MA0025 | Shield | SD-MA0025 | Nos | 1 | 60 | 60 | 0 | 60 | 0 | FALSE |  |  | 0
19.6 |  | Discharge Pressure Switch - SD-DPS-B6-95-1 | Shield | SD-DPS-B6-95-1 | Nos | 1 | 199 | 199 | 0 | 199 | 0 | FALSE |  |  | 0
19.7 |  | Discharge Hose 2 Inch (50MM) with Female Swivel Fittings | Shield | SD-DH0050 | Nos | 1 | 143 | 143 | 0 | 143 | 0 | FALSE |  |  | 0
19.8 |  | Discharge Nozzle -Brass | Shield | - | Nos | 2 | 98 | 98 | 0 | 196 | 0 | FALSE |  |  | 0
19.9 |  | FM-200 Warning Signage - SD-FM-WARN | Shield | SD-FM-WARN | Nos | 1 | 100 | 100 | 0 | 100 | 0 | FALSE |  |  | 0
19.10 |  | Cylinder Lebel 280x180 - UL/FM Approved - SD-FM-LBL | Shield | SD-FM-LBL | Nos | 1 | 18 | 18 | 0 | 18 | 0 | FALSE |  |  | 0
19.11 |  | EXTINGUISHING CONTROL PANEL - A-XT Shield (2) Detection Zone (1) Release area c/w 24 VDC Back-up battery | Shield | AXT | Nos | 1 | 997 | 997 | 0 | 997 | 0 | FALSE |  |  | 0
19.12 |  | Optical Smoke detector w/base - S-C2011 | Shield | S-C2011 | Nos | 2 | 20 | 20 | 0 | 40 | 0 | FALSE |  |  | 0
19.13 |  | Abort switch w/black box - S111R-AB | Shield | S111R-AB | Nos | 1 | 116 | 116 | 0 | 116 | 0 | FALSE |  |  | 0
19.14 |  | Bell. 6'' w/black box - FB-100C6 | Shield | FB-100C6 | Nos | 1 | 33 | 33 | 0 | 33 | 0 | FALSE |  |  | 0
19.15 |  | Strobe horn w/black box - SH-HSIR | Shield | SH-HSIR | Nos | 1 | 57 | 57 | 0 | 57 | 0 | FALSE |  |  | 0
19.16 |  | Xenon/Strobe light w/black box - SH-STIR | Shield | SH-STIR | Nos | 1 | 47 | 47 | 0 | 47 | 0 | FALSE |  |  | 0
20 |  | SHIELD 200 SYSTEM - ELCTRICAL ROOM 1 @ 6TH FLOOR |  |  |  | 0 | 0 | 0 | 0 | 0 | 0 | FALSE |  |  | 0
20.1 |  | SHIELD200 16.7L Cylinder Assembly (8.4kg-20.0kg) Complete with 1" Valve and Pressure Gauge, Pressure Switch, Cylinder Label & Bracket Without LLI | Shield | SD-17HFC-01 | Nos | 1 | 879 | 879 | 0 | 879 | 0 | FALSE |  |  | 0
20.2 |  | Cylinder mounting strap | Shield | SD-CBKT-400 | Nos | 1 | 499 | 499 | 0 | 499 | 0 | FALSE |  |  | 0
20.3 |  | SHIELD200 (SD-HFC227ea) Agent | Shield | - | Kg | 10 | 33 | 33 | 0 | 330 | 0 | FALSE |  |  | 0
20.4 |  | Removable Electric Actuator c/w Supervisory Switch, 1 Inch Connection | Shield | SD-REA-SS | Nos | 1 | 501 | 501 | 0 | 501 | 0 | FALSE |  |  | 0
20.5 |  | Manual Actuator with Push to operate - SD-MA0025 | Shield | SD-MA0025 | Nos | 1 | 60 | 60 | 0 | 60 | 0 | FALSE |  |  | 0
20.6 |  | Discharge Pressure Switch - SD-DPS-B6-95-1 | Shield | SD-DPS-B6-95-1 | Nos | 1 | 199 | 199 | 0 | 199 | 0 | FALSE |  |  | 0
20.7 |  | Discharge Hose 1 Inch (25MM) with Female Swivel Fittings | Shield | SD-DH0025 | Nos | 1 | 33 | 33 | 0 | 33 | 0 | FALSE |  |  | 0
20.8 |  | Discharge Nozzle -Brass | Shield | - | Nos | 1 | 98 | 98 | 0 | 98 | 0 | FALSE |  |  | 0
20.9 |  | FM-200 Warning Signage - SD-FM-WARN | Shield | SD-FM-WARN | Nos | 1 | 100 | 100 | 0 | 100 | 0 | FALSE |  |  | 0
20.10 |  | Cylinder Lebel 280x180 - UL/FM Approved - SD-FM-LBL | Shield | SD-FM-LBL | Nos | 1 | 18 | 18 | 0 | 18 | 0 | FALSE |  |  | 0
20.11 |  | EXTINGUISHING CONTROL PANEL - A-XT Shield (2) Detection Zone (1) Release area c/w 24 VDC Back-up battery | Shield | AXT | Nos | 1 | 997 | 997 | 0 | 997 | 0 | FALSE |  |  | 0
20.12 |  | Optical Smoke detector w/base - S-C2011 | Shield | S-C2011 | Nos | 2 | 20 | 20 | 0 | 40 | 0 | FALSE |  |  | 0
20.13 |  | Abort switch w/black box - S111R-AB | Shield | S111R-AB | Nos | 1 | 116 | 116 | 0 | 116 | 0 | FALSE |  |  | 0
20.14 |  | Bell. 6'' w/black box - FB-100C6 | Shield | FB-100C6 | Nos | 1 | 33 | 33 | 0 | 33 | 0 | FALSE |  |  | 0
20.15 |  | Strobe horn w/black box - SH-HSIR | Shield | SH-HSIR | Nos | 1 | 57 | 57 | 0 | 57 | 0 | FALSE |  |  | 0
20.16 |  | Xenon/Strobe light w/black box - SH-STIR | Shield | SH-STIR | Nos | 1 | 47 | 47 | 0 | 47 | 0 | FALSE |  |  | 0
21 |  | SHIELD 200 SYSTEM - ELCTRICAL ROOM 2 @ 6TH FLOOR |  |  |  | 0 | 0 | 0 | 0 | 0 | 0 | FALSE |  |  | 0
21.1 |  | SHIELD200 16.7L Cylinder Assembly (8.4kg-20.0kg) Complete with 1" Valve and Pressure Gauge, Pressure Switch, Cylinder Label & Bracket Without LLI | Shield | SD-17HFC-01 | Nos | 1 | 879 | 879 | 0 | 879 | 0 | FALSE |  |  | 0
21.2 |  | Cylinder mounting strap | Shield | SD-CBKT-400 | Nos | 1 | 499 | 499 | 0 | 499 | 0 | FALSE |  |  | 0
21.3 |  | SHIELD200 (SD-HFC227ea) Agent | Shield | - | Kg | 10 | 33 | 33 | 0 | 330 | 0 | FALSE |  |  | 0
21.4 |  | Removable Electric Actuator c/w Supervisory Switch, 1 Inch Connection | Shield | SD-REA-SS | Nos | 1 | 501 | 501 | 0 | 501 | 0 | FALSE |  |  | 0
21.5 |  | Manual Actuator with Push to operate - SD-MA0025 | Shield | SD-MA0025 | Nos | 1 | 60 | 60 | 0 | 60 | 0 | FALSE |  |  | 0
21.6 |  | Discharge Pressure Switch - SD-DPS-B6-95-1 | Shield | SD-DPS-B6-95-1 | Nos | 1 | 199 | 199 | 0 | 199 | 0 | FALSE |  |  | 0
21.7 |  | Discharge Hose 1 Inch (25MM) with Female Swivel Fittings | Shield | SD-DH0025 | Nos | 1 | 33 | 33 | 0 | 33 | 0 | FALSE |  |  | 0
21.8 |  | Discharge Nozzle -Brass | Shield | - | Nos | 1 | 98 | 98 | 0 | 98 | 0 | FALSE |  |  | 0
21.9 |  | FM-200 Warning Signage - SD-FM-WARN | Shield | SD-FM-WARN | Nos | 1 | 100 | 100 | 0 | 100 | 0 | FALSE |  |  | 0
21.10 |  | Cylinder Lebel 280x180 - UL/FM Approved - SD-FM-LBL | Shield | SD-FM-LBL | Nos | 1 | 18 | 18 | 0 | 18 | 0 | FALSE |  |  | 0
21.11 |  | EXTINGUISHING CONTROL PANEL - A-XT Shield (2) Detection Zone (1) Release area c/w 24 VDC Back-up battery | Shield | AXT | Nos | 1 | 997 | 997 | 0 | 997 | 0 | FALSE |  |  | 0
21.12 |  | Optical Smoke detector w/base - S-C2011 | Shield | S-C2011 | Nos | 2 | 20 | 20 | 0 | 40 | 0 | FALSE |  |  | 0
21.13 |  | Abort switch w/black box - S111R-AB | Shield | S111R-AB | Nos | 1 | 116 | 116 | 0 | 116 | 0 | FALSE |  |  | 0
21.14 |  | Bell. 6'' w/black box - FB-100C6 | Shield | FB-100C6 | Nos | 1 | 33 | 33 | 0 | 33 | 0 | FALSE |  |  | 0
21.15 |  | Strobe horn w/black box - SH-HSIR | Shield | SH-HSIR | Nos | 1 | 57 | 57 | 0 | 57 | 0 | FALSE |  |  | 0
21.16 |  | Xenon/Strobe light w/black box - SH-STIR | Shield | SH-STIR | Nos | 1 | 47 | 47 | 0 | 47 | 0 | FALSE |  |  | 0
22 |  | SHIELD 200 SYSTEM - AUDIO CONTROL ROOM 1 @ SIXTH FLOOR |  |  |  | 0 | 0 | 0 | 0 | 0 | 0 | FALSE |  |  | 0
22.1 |  | SHIELD200 52.0L Cylinder Assembly (26.1kg-62.4kg) Complete with 2" Valve and Pressure Gauge Pressure Switch, Cylinder Label & Bracket without LLI | Shield | SD-52HFC-02 | Nos | 1 | 1442 | 1442 | 0 | 1442 | 0 | FALSE |  |  | 0
22.2 |  | Cylinder mounting strap | Shield | SD-CBKT-600 | Nos | 1 | 73 | 73 | 0 | 73 | 0 | FALSE |  |  | 0
22.3 |  | SHIELD200 (SD-HFC227ea) Agent | Shield | - | Kg | 43 | 33 | 33 | 0 | 1419 | 0 | FALSE |  |  | 0
22.4 |  | Removable Electric Actuator c/w Supervisory Switch, 1 Inch Connection | Shield | SD-REA-SS | Nos | 1 | 501 | 501 | 0 | 501 | 0 | FALSE |  |  | 0
22.5 |  | Manual Actuator with Push to operate - SD-MA0025 | Shield | SD-MA0025 | Nos | 1 | 60 | 60 | 0 | 60 | 0 | FALSE |  |  | 0
22.6 |  | Discharge Pressure Switch - SD-DPS-B6-95-1 | Shield | SD-DPS-B6-95-1 | Nos | 1 | 199 | 199 | 0 | 199 | 0 | FALSE |  |  | 0
22.7 |  | Discharge Hose 2 Inch (50MM) with Female Swivel Fittings | Shield | SD-DH0050 | Nos | 1 | 143 | 143 | 0 | 143 | 0 | FALSE |  |  | 0
22.8 |  | Discharge Nozzle -Brass | Shield | - | Nos | 1 | 98 | 98 | 0 | 98 | 0 | FALSE |  |  | 0
22.9 |  | FM-200 Warning Signage - SD-FM-WARN | Shield | SD-FM-WARN | Nos | 1 | 100 | 100 | 0 | 100 | 0 | FALSE |  |  | 0
22.10 |  | Cylinder Lebel 280x180 - UL/FM Approved - SD-FM-LBL | Shield | SD-FM-LBL | Nos | 1 | 18 | 18 | 0 | 18 | 0 | FALSE |  |  | 0
22.11 |  | EXTINGUISHING CONTROL PANEL - A-XT Shield (2) Detection Zone (1) Release area c/w 24 VDC Back-up battery | Shield | AXT | Nos | 1 | 997 | 997 | 0 | 997 | 0 | FALSE |  |  | 0
22.12 |  | Optical Smoke detector w/base - S-C2011 | Shield | S-C2011 | Nos | 2 | 20 | 20 | 0 | 40 | 0 | FALSE |  |  | 0
22.13 |  | Abort switch w/black box - S111R-AB | Shield | S111R-AB | Nos | 1 | 116 | 116 | 0 | 116 | 0 | FALSE |  |  | 0
22.14 |  | Bell. 6'' w/black box - FB-100C6 | Shield | FB-100C6 | Nos | 1 | 33 | 33 | 0 | 33 | 0 | FALSE |  |  | 0
22.15 |  | Strobe horn w/black box - SH-HSIR | Shield | SH-HSIR | Nos | 1 | 57 | 57 | 0 | 57 | 0 | FALSE |  |  | 0
22.16 |  | Xenon/Strobe light w/black box - SH-STIR | Shield | SH-STIR | Nos | 1 | 47 | 47 | 0 | 47 | 0 | FALSE |  |  | 0
23 |  | SHIELD 200 SYSTEM - AUDIO CONTROL ROOM 2 @ SIXTH FLOOR |  |  |  | 0 | 0 | 0 | 0 | 0 | 0 | FALSE |  |  | 0
23.1 |  | SHIELD200 52.0L Cylinder Assembly (26.1kg-62.4kg) Complete with 2" Valve and Pressure Gauge Pressure Switch, Cylinder Label & Bracket without LLI | Shield | SD-52HFC-02 | Nos | 1 | 1442 | 1442 | 0 | 1442 | 0 | FALSE |  |  | 0
23.2 |  | Cylinder mounting strap | Shield | SD-CBKT-600 | Nos | 1 | 73 | 73 | 0 | 73 | 0 | FALSE |  |  | 0
23.3 |  | SHIELD200 (SD-HFC227ea) Agent | Shield | - | Kg | 45 | 33 | 33 | 0 | 1485 | 0 | FALSE |  |  | 0
23.4 |  | Removable Electric Actuator c/w Supervisory Switch, 1 Inch Connection | Shield | SD-REA-SS | Nos | 1 | 501 | 501 | 0 | 501 | 0 | FALSE |  |  | 0
23.5 |  | Manual Actuator with Push to operate - SD-MA0025 | Shield | SD-MA0025 | Nos | 1 | 60 | 60 | 0 | 60 | 0 | FALSE |  |  | 0
23.6 |  | Discharge Pressure Switch - SD-DPS-B6-95-1 | Shield | SD-DPS-B6-95-1 | Nos | 1 | 199 | 199 | 0 | 199 | 0 | FALSE |  |  | 0
23.7 |  | Discharge Hose 2 Inch (50MM) with Female Swivel Fittings | Shield | SD-DH0050 | Nos | 1 | 143 | 143 | 0 | 143 | 0 | FALSE |  |  | 0
23.8 |  | Discharge Nozzle -Brass | Shield | - | Nos | 1 | 98 | 98 | 0 | 98 | 0 | FALSE |  |  | 0
23.9 |  | FM-200 Warning Signage - SD-FM-WARN | Shield | SD-FM-WARN | Nos | 1 | 100 | 100 | 0 | 100 | 0 | FALSE |  |  | 0
23.10 |  | Cylinder Lebel 280x180 - UL/FM Approved - SD-FM-LBL | Shield | SD-FM-LBL | Nos | 1 | 18 | 18 | 0 | 18 | 0 | FALSE |  |  | 0
23.11 |  | EXTINGUISHING CONTROL PANEL - A-XT Shield (2) Detection Zone (1) Release area c/w 24 VDC Back-up battery | Shield | AXT | Nos | 1 | 997 | 997 | 0 | 997 | 0 | FALSE |  |  | 0
23.12 |  | Optical Smoke detector w/base - S-C2011 | Shield | S-C2011 | Nos | 2 | 20 | 20 | 0 | 40 | 0 | FALSE |  |  | 0
23.13 |  | Abort switch w/black box - S111R-AB | Shield | S111R-AB | Nos | 1 | 116 | 116 | 0 | 116 | 0 | FALSE |  |  | 0
23.14 |  | Bell. 6'' w/black box - FB-100C6 | Shield | FB-100C6 | Nos | 1 | 33 | 33 | 0 | 33 | 0 | FALSE |  |  | 0
23.15 |  | Strobe horn w/black box - SH-HSIR | Shield | SH-HSIR | Nos | 1 | 57 | 57 | 0 | 57 | 0 | FALSE |  |  | 0
23.16 |  | Xenon/Strobe light w/black box - SH-STIR | Shield | SH-STIR | Nos | 1 | 47 | 47 | 0 | 47 | 0 | FALSE |  |  | 0
24 |  | SHIELD 200 SYSTEM - ELECTRICAL ROOM 1 @ 6.5TH FLOOR |  |  |  | 0 | 0 | 0 | 0 | 0 | 0 | FALSE |  |  | 0
24.1 |  | SHIELD200 147.0L Cylinder Assembly (73.6kg-176.4kg) Complete with 2" Valve and Pressure Gauge Pressure Switch, Cylinder Label & Bracket without LLI | Shield | SD-147HFC-02 | Nos | 1 | 1911 | 1911 | 0 | 1911 | 0 | FALSE |  |  | 0
24.2 |  | Cylinder mounting strap | Shield | SD-CBKT-400 | Nos | 1 | 499 | 499 | 0 | 499 | 0 | FALSE |  |  | 0
24.3 |  | SHIELD200 (SD-HFC227ea) Agent | Shield | - | Kg | 10 | 33 | 33 | 0 | 330 | 0 | FALSE |  |  | 0
24.4 |  | Removable Electric Actuator c/w Supervisory Switch, 1 Inch Connection | Shield | SD-REA-SS | Nos | 1 | 501 | 501 | 0 | 501 | 0 | FALSE |  |  | 0
24.5 |  | Manual Actuator with Push to operate - SD-MA0025 | Shield | SD-MA0025 | Nos | 1 | 60 | 60 | 0 | 60 | 0 | FALSE |  |  | 0
24.6 |  | Discharge Pressure Switch - SD-DPS-B6-95-1 | Shield | SD-DPS-B6-95-1 | Nos | 1 | 199 | 199 | 0 | 199 | 0 | FALSE |  |  | 0
24.7 |  | Discharge Hose 1 Inch (25MM) with Female Swivel Fittings | Shield | SD-DH0025 | Nos | 1 | 33 | 33 | 0 | 33 | 0 | FALSE |  |  | 0
24.8 |  | Discharge Nozzle -Brass | Shield | - | Nos | 1 | 98 | 98 | 0 | 98 | 0 | FALSE |  |  | 0
24.9 |  | FM-200 Warning Signage - SD-FM-WARN | Shield | SD-FM-WARN | Nos | 1 | 100 | 100 | 0 | 100 | 0 | FALSE |  |  | 0
24.10 |  | Cylinder Lebel 280x180 - UL/FM Approved - SD-FM-LBL | Shield | SD-FM-LBL | Nos | 1 | 18 | 18 | 0 | 18 | 0 | FALSE |  |  | 0
24.11 |  | EXTINGUISHING CONTROL PANEL - A-XT Shield (2) Detection Zone (1) Release area c/w 24 VDC Back-up battery | Shield | AXT | Nos | 1 | 997 | 997 | 0 | 997 | 0 | FALSE |  |  | 0
24.12 |  | Optical Smoke detector w/base - S-C2011 | Shield | S-C2011 | Nos | 2 | 20 | 20 | 0 | 40 | 0 | FALSE |  |  | 0
24.13 |  | Abort switch w/black box - S111R-AB | Shield | S111R-AB | Nos | 1 | 116 | 116 | 0 | 116 | 0 | FALSE |  |  | 0
24.14 |  | Bell. 6'' w/black box - FB-100C6 | Shield | FB-100C6 | Nos | 1 | 33 | 33 | 0 | 33 | 0 | FALSE |  |  | 0
24.15 |  | Strobe horn w/black box - SH-HSIR | Shield | SH-HSIR | Nos | 1 | 57 | 57 | 0 | 57 | 0 | FALSE |  |  | 0
24.16 |  | Xenon/Strobe light w/black box - SH-STIR | Shield | SH-STIR | Nos | 1 | 47 | 47 | 0 | 47 | 0 | FALSE |  |  | 0
25 |  | SHIELD 200 SYSTEM - ELCTRICAL ROOM 1 @ 6.5TH FLOOR |  |  |  | 0 | 0 | 0 | 0 | 0 | 0 | FALSE |  |  | 0
25.1 |  | SHIELD200 16.7L Cylinder Assembly (8.4kg-20.0kg) Complete with 1" Valve and Pressure Gauge, Pressure Switch, Cylinder Label & Bracket Without LLI | Shield | SD-17HFC-01 | Nos | 1 | 879 | 879 | 0 | 879 | 0 | FALSE |  |  | 0
25.2 |  | Cylinder mounting strap | Shield | SD-CBKT-400 | Nos | 1 | 499 | 499 | 0 | 499 | 0 | FALSE |  |  | 0
25.3 |  | SHIELD200 (SD-HFC227ea) Agent | Shield | - | Kg | 10 | 33 | 33 | 0 | 330 | 0 | FALSE |  |  | 0
25.4 |  | Removable Electric Actuator c/w Supervisory Switch, 1 Inch Connection | Shield | SD-REA-SS | Nos | 1 | 501 | 501 | 0 | 501 | 0 | FALSE |  |  | 0
25.5 |  | Manual Actuator with Push to operate - SD-MA0025 | Shield | SD-MA0025 | Nos | 1 | 60 | 60 | 0 | 60 | 0 | FALSE |  |  | 0
25.6 |  | Discharge Pressure Switch - SD-DPS-B6-95-1 | Shield | SD-DPS-B6-95-1 | Nos | 1 | 199 | 199 | 0 | 199 | 0 | FALSE |  |  | 0
25.7 |  | Discharge Hose 1 Inch (25MM) with Female Swivel Fittings | Shield | SD-DH0025 | Nos | 1 | 33 | 33 | 0 | 33 | 0 | FALSE |  |  | 0
25.8 |  | Discharge Nozzle -Brass | Shield | - | Nos | 1 | 98 | 98 | 0 | 98 | 0 | FALSE |  |  | 0
25.9 |  | FM-200 Warning Signage - SD-FM-WARN | Shield | SD-FM-WARN | Nos | 1 | 100 | 100 | 0 | 100 | 0 | FALSE |  |  | 0
25.10 |  | Cylinder Lebel 280x180 - UL/FM Approved - SD-FM-LBL | Shield | SD-FM-LBL | Nos | 1 | 18 | 18 | 0 | 18 | 0 | FALSE |  |  | 0
25.11 |  | EXTINGUISHING CONTROL PANEL - A-XT Shield (2) Detection Zone (1) Release area c/w 24 VDC Back-up battery | Shield | AXT | Nos | 1 | 997 | 997 | 0 | 997 | 0 | FALSE |  |  | 0
25.12 |  | Optical Smoke detector w/base - S-C2011 | Shield | S-C2011 | Nos | 2 | 20 | 20 | 0 | 40 | 0 | FALSE |  |  | 0
25.13 |  | Abort switch w/black box - S111R-AB | Shield | S111R-AB | Nos | 1 | 116 | 116 | 0 | 116 | 0 | FALSE |  |  | 0
25.14 |  | Bell. 6'' w/black box - FB-100C6 | Shield | FB-100C6 | Nos | 1 | 33 | 33 | 0 | 33 | 0 | FALSE |  |  | 0
25.15 |  | Strobe horn w/black box - SH-HSIR | Shield | SH-HSIR | Nos | 1 | 57 | 57 | 0 | 57 | 0 | FALSE |  |  | 0
25.16 |  | Xenon/Strobe light w/black box - SH-STIR | Shield | SH-STIR | Nos | 1 | 47 | 47 | 0 | 47 | 0 | FALSE |  |  | 0
26 |  | SHIELD 200 SYSTEM - BACK UP AUDIO CONTROL @ 6.5TH FLOOR |  |  |  | 0 | 0 | 0 | 0 | 0 | 0 | FALSE |  |  | 0
26.1 |  | SHIELD200 52.0L Cylinder Assembly (26.1kg-62.4kg) Complete with 2" Valve and Pressure Gauge Pressure Switch, Cylinder Label & Bracket without LLI | Shield | SD-52HFC-02 | Nos | 1 | 1442 | 1442 | 0 | 1442 | 0 | FALSE |  |  | 0
26.2 |  | Cylinder mounting strap | Shield | SD-CBKT-600 | Nos | 1 | 73 | 73 | 0 | 73 | 0 | FALSE |  |  | 0
26.3 |  | SHIELD200 (SD-HFC227ea) Agent | Shield | - | Kg | 45 | 33 | 33 | 0 | 1485 | 0 | FALSE |  |  | 0
26.4 |  | Removable Electric Actuator c/w Supervisory Switch, 1 Inch Connection | Shield | SD-REA-SS | Nos | 1 | 501 | 501 | 0 | 501 | 0 | FALSE |  |  | 0
26.5 |  | Manual Actuator with Push to operate - SD-MA0025 | Shield | SD-MA0025 | Nos | 1 | 60 | 60 | 0 | 60 | 0 | FALSE |  |  | 0
26.6 |  | Discharge Pressure Switch - SD-DPS-B6-95-1 | Shield | SD-DPS-B6-95-1 | Nos | 1 | 199 | 199 | 0 | 199 | 0 | FALSE |  |  | 0
26.7 |  | Discharge Hose 2 Inch (50MM) with Female Swivel Fittings | Shield | SD-DH0050 | Nos | 1 | 143 | 143 | 0 | 143 | 0 | FALSE |  |  | 0
26.8 |  | Discharge Nozzle -Brass | Shield | - | Nos | 1 | 98 | 98 | 0 | 98 | 0 | FALSE |  |  | 0
26.9 |  | FM-200 Warning Signage - SD-FM-WARN | Shield | SD-FM-WARN | Nos | 1 | 100 | 100 | 0 | 100 | 0 | FALSE |  |  | 0
26.10 |  | Cylinder Lebel 280x180 - UL/FM Approved - SD-FM-LBL | Shield | SD-FM-LBL | Nos | 1 | 18 | 18 | 0 | 18 | 0 | FALSE |  |  | 0
26.11 |  | EXTINGUISHING CONTROL PANEL - A-XT Shield (2) Detection Zone (1) Release area c/w 24 VDC Back-up battery | Shield | AXT | Nos | 1 | 997 | 997 | 0 | 997 | 0 | FALSE |  |  | 0
26.12 |  | Optical Smoke detector w/base - S-C2011 | Shield | S-C2011 | Nos | 2 | 20 | 20 | 0 | 40 | 0 | FALSE |  |  | 0
26.13 |  | Abort switch w/black box - S111R-AB | Shield | S111R-AB | Nos | 1 | 116 | 116 | 0 | 116 | 0 | FALSE |  |  | 0
26.14 |  | Bell. 6'' w/black box - FB-100C6 | Shield | FB-100C6 | Nos | 1 | 33 | 33 | 0 | 33 | 0 | FALSE |  |  | 0
26.15 |  | Strobe horn w/black box - SH-HSIR | Shield | SH-HSIR | Nos | 1 | 57 | 57 | 0 | 57 | 0 | FALSE |  |  | 0
26.16 |  | Xenon/Strobe light w/black box - SH-STIR | Shield | SH-STIR | Nos | 1 | 47 | 47 | 0 | 47 | 0 | FALSE |  |  | 0
27 |  | SHIELD 200 SYSTEM - CAMERA CONTROL ROOM - 01 @ 6.5TH FLOOR |  |  |  | 0 | 0 | 0 | 0 | 0 | 0 | FALSE |  |  | 0
27.1 |  | SHIELD200 28.3L Cylinder Assembly (14.2kg-33.9kg) Complete with 1" Valve and Pressure Gauge Pressure Switch, Cylinder Label & Bracket without LLI | Shield | SD-28HFC-01 | Nos | 1 | 1102 | 1102 | 0 | 1102 | 0 | FALSE |  |  | 0
27.2 |  | Cylinder mounting strap | Shield | SD-CBKT-400 | Nos | 1 | 499 | 499 | 0 | 499 | 0 | FALSE |  |  | 0
27.3 |  | SHIELD200 (SD-HFC227ea) Agent | Shield | - | Kg | 20 | 33 | 33 | 0 | 660 | 0 | FALSE |  |  | 0
27.4 |  | Removable Electric Actuator c/w Supervisory Switch, 1 Inch Connection | Shield | SD-REA-SS | Nos | 1 | 501 | 501 | 0 | 501 | 0 | FALSE |  |  | 0
27.5 |  | Manual Actuator with Push to operate - SD-MA0025 | Shield | SD-MA0025 | Nos | 1 | 60 | 60 | 0 | 60 | 0 | FALSE |  |  | 0
27.6 |  | Discharge Pressure Switch - SD-DPS-B6-95-1 | Shield | SD-DPS-B6-95-1 | Nos | 1 | 199 | 199 | 0 | 199 | 0 | FALSE |  |  | 0
27.7 |  | Discharge Hose 1 Inch (25MM) with Female Swivel Fittings | Shield | SD-DH0025 | Nos | 1 | 33 | 33 | 0 | 33 | 0 | FALSE |  |  | 0
27.8 |  | Discharge Nozzle -Brass | Shield | - | Nos | 1 | 98 | 98 | 0 | 98 | 0 | FALSE |  |  | 0
27.9 |  | FM-200 Warning Signage - SD-FM-WARN | Shield | SD-FM-WARN | Nos | 1 | 100 | 100 | 0 | 100 | 0 | FALSE |  |  | 0
27.10 |  | Cylinder Lebel 280x180 - UL/FM Approved - SD-FM-LBL | Shield | SD-FM-LBL | Nos | 1 | 18 | 18 | 0 | 18 | 0 | FALSE |  |  | 0
27.11 |  | EXTINGUISHING CONTROL PANEL - A-XT Shield (2) Detection Zone (1) Release area c/w 24 VDC Back-up battery | Shield | AXT | Nos | 1 | 997 | 997 | 0 | 997 | 0 | FALSE |  |  | 0
27.12 |  | Optical Smoke detector w/base - S-C2011 | Shield | S-C2011 | Nos | 2 | 20 | 20 | 0 | 40 | 0 | FALSE |  |  | 0
27.13 |  | Abort switch w/black box - S111R-AB | Shield | S111R-AB | Nos | 1 | 116 | 116 | 0 | 116 | 0 | FALSE |  |  | 0
27.14 |  | Bell. 6'' w/black box - FB-100C6 | Shield | FB-100C6 | Nos | 1 | 33 | 33 | 0 | 33 | 0 | FALSE |  |  | 0
27.15 |  | Strobe horn w/black box - SH-HSIR | Shield | SH-HSIR | Nos | 1 | 57 | 57 | 0 | 57 | 0 | FALSE |  |  | 0
27.16 |  | Xenon/Strobe light w/black box - SH-STIR | Shield | SH-STIR | Nos | 1 | 47 | 47 | 0 | 47 | 0 | FALSE |  |  | 0
28 |  | SHIELD 200 SYSTEM - CAMERA CONTROL ROOM - 02 @ 6.5TH FLOOR |  |  |  | 0 | 0 | 0 | 0 | 0 | 0 | FALSE |  |  | 0
28.1 |  | SHIELD200 28.3L Cylinder Assembly (14.2kg-33.9kg) Complete with 1" Valve and Pressure Gauge Pressure Switch, Cylinder Label & Bracket without LLI | Shield | SD-28HFC-01 | Nos | 1 | 1102 | 1102 | 0 | 1102 | 0 | FALSE |  |  | 0
28.2 |  | Cylinder mounting strap | Shield | SD-CBKT-400 | Nos | 1 | 499 | 499 | 0 | 499 | 0 | FALSE |  |  | 0
28.3 |  | SHIELD200 (SD-HFC227ea) Agent | Shield | - | Kg | 20 | 33 | 33 | 0 | 660 | 0 | FALSE |  |  | 0
28.4 |  | Removable Electric Actuator c/w Supervisory Switch, 1 Inch Connection | Shield | SD-REA-SS | Nos | 1 | 501 | 501 | 0 | 501 | 0 | FALSE |  |  | 0
28.5 |  | Manual Actuator with Push to operate - SD-MA0025 | Shield | SD-MA0025 | Nos | 1 | 60 | 60 | 0 | 60 | 0 | FALSE |  |  | 0
28.6 |  | Discharge Pressure Switch - SD-DPS-B6-95-1 | Shield | SD-DPS-B6-95-1 | Nos | 1 | 199 | 199 | 0 | 199 | 0 | FALSE |  |  | 0
28.7 |  | Discharge Hose 1 Inch (25MM) with Female Swivel Fittings | Shield | SD-DH0025 | Nos | 1 | 33 | 33 | 0 | 33 | 0 | FALSE |  |  | 0
28.8 |  | Discharge Nozzle -Brass | Shield | - | Nos | 1 | 98 | 98 | 0 | 98 | 0 | FALSE |  |  | 0
28.9 |  | FM-200 Warning Signage - SD-FM-WARN | Shield | SD-FM-WARN | Nos | 1 | 100 | 100 | 0 | 100 | 0 | FALSE |  |  | 0
28.10 |  | Cylinder Lebel 280x180 - UL/FM Approved - SD-FM-LBL | Shield | SD-FM-LBL | Nos | 1 | 18 | 18 | 0 | 18 | 0 | FALSE |  |  | 0
28.11 |  | EXTINGUISHING CONTROL PANEL - A-XT Shield (2) Detection Zone (1) Release area c/w 24 VDC Back-up battery | Shield | AXT | Nos | 1 | 997 | 997 | 0 | 997 | 0 | FALSE |  |  | 0
28.12 |  | Optical Smoke detector w/base - S-C2011 | Shield | S-C2011 | Nos | 2 | 20 | 20 | 0 | 40 | 0 | FALSE |  |  | 0
28.13 |  | Abort switch w/black box - S111R-AB | Shield | S111R-AB | Nos | 1 | 116 | 116 | 0 | 116 | 0 | FALSE |  |  | 0
28.14 |  | Bell. 6'' w/black box - FB-100C6 | Shield | FB-100C6 | Nos | 1 | 33 | 33 | 0 | 33 | 0 | FALSE |  |  | 0
28.15 |  | Strobe horn w/black box - SH-HSIR | Shield | SH-HSIR | Nos | 1 | 57 | 57 | 0 | 57 | 0 | FALSE |  |  | 0
28.16 |  | Xenon/Strobe light w/black box - SH-STIR | Shield | SH-STIR | Nos | 1 | 47 | 47 | 0 | 47 | 0 | FALSE |  |  | 0
29 |  | SHIELD 200 SYSTEM - ELECTRICAL ROOM - 01 @ 7TH FLOOR |  |  |  | 0 | 0 | 0 | 0 | 0 | 0 | FALSE |  |  | 0
29.1 |  | SHIELD200 147.0L Cylinder Assembly (73.6kg-176.4kg) Complete with 2" Valve and Pressure Gauge Pressure Switch, Cylinder Label & Bracket without LLI | Shield | SD-147HFC-02 | Nos | 1 | 1911 | 1911 | 0 | 1911 | 0 | FALSE |  |  | 0
29.2 |  | Cylinder mounting strap | Shield | SD-CBKT-400 | Nos | 1 | 499 | 499 | 0 | 499 | 0 | FALSE |  |  | 0
29.3 |  | SHIELD200 (SD-HFC227ea) Agent | Shield | - | Kg | 10 | 33 | 33 | 0 | 330 | 0 | FALSE |  |  | 0
29.4 |  | Removable Electric Actuator c/w Supervisory Switch, 1 Inch Connection | Shield | SD-REA-SS | Nos | 1 | 501 | 501 | 0 | 501 | 0 | FALSE |  |  | 0
29.5 |  | Manual Actuator with Push to operate - SD-MA0025 | Shield | SD-MA0025 | Nos | 1 | 60 | 60 | 0 | 60 | 0 | FALSE |  |  | 0
29.6 |  | Discharge Pressure Switch - SD-DPS-B6-95-1 | Shield | SD-DPS-B6-95-1 | Nos | 1 | 199 | 199 | 0 | 199 | 0 | FALSE |  |  | 0
29.7 |  | Discharge Hose 1 Inch (25MM) with Female Swivel Fittings | Shield | SD-DH0025 | Nos | 1 | 33 | 33 | 0 | 33 | 0 | FALSE |  |  | 0
29.8 |  | Discharge Nozzle -Brass | Shield | - | Nos | 1 | 98 | 98 | 0 | 98 | 0 | FALSE |  |  | 0
29.9 |  | FM-200 Warning Signage - SD-FM-WARN | Shield | SD-FM-WARN | Nos | 1 | 100 | 100 | 0 | 100 | 0 | FALSE |  |  | 0
29.10 |  | Cylinder Lebel 280x180 - UL/FM Approved - SD-FM-LBL | Shield | SD-FM-LBL | Nos | 1 | 18 | 18 | 0 | 18 | 0 | FALSE |  |  | 0
29.11 |  | EXTINGUISHING CONTROL PANEL - A-XT Shield (2) Detection Zone (1) Release area c/w 24 VDC Back-up battery | Shield | AXT | Nos | 1 | 997 | 997 | 0 | 997 | 0 | FALSE |  |  | 0
29.12 |  | Optical Smoke detector w/base - S-C2011 | Shield | S-C2011 | Nos | 2 | 20 | 20 | 0 | 40 | 0 | FALSE |  |  | 0
29.13 |  | Abort switch w/black box - S111R-AB | Shield | S111R-AB | Nos | 1 | 116 | 116 | 0 | 116 | 0 | FALSE |  |  | 0
29.14 |  | Bell. 6'' w/black box - FB-100C6 | Shield | FB-100C6 | Nos | 1 | 33 | 33 | 0 | 33 | 0 | FALSE |  |  | 0
29.15 |  | Strobe horn w/black box - SH-HSIR | Shield | SH-HSIR | Nos | 1 | 57 | 57 | 0 | 57 | 0 | FALSE |  |  | 0
29.16 |  | Xenon/Strobe light w/black box - SH-STIR | Shield | SH-STIR | Nos | 1 | 47 | 47 | 0 | 47 | 0 | FALSE |  |  | 0
30 |  | SHIELD 200 SYSTEM - ELCTRICAL ROOM 2 @ 7TH FLOOR |  |  |  | 0 | 0 | 0 | 0 | 0 | 0 | FALSE |  |  | 0
30.1 |  | SHIELD200 16.7L Cylinder Assembly (8.4kg-20.0kg) Complete with 1" Valve and Pressure Gauge, Pressure Switch, Cylinder Label & Bracket Without LLI | Shield | SD-17HFC-01 | Nos | 1 | 879 | 879 | 0 | 879 | 0 | FALSE |  |  | 0
30.2 |  | Cylinder mounting strap | Shield | SD-CBKT-400 | Nos | 1 | 499 | 499 | 0 | 499 | 0 | FALSE |  |  | 0
30.3 |  | SHIELD200 (SD-HFC227ea) Agent | Shield | - | Kg | 10 | 33 | 33 | 0 | 330 | 0 | FALSE |  |  | 0
30.4 |  | Removable Electric Actuator c/w Supervisory Switch, 1 Inch Connection | Shield | SD-REA-SS | Nos | 1 | 501 | 501 | 0 | 501 | 0 | FALSE |  |  | 0
30.5 |  | Manual Actuator with Push to operate - SD-MA0025 | Shield | SD-MA0025 | Nos | 1 | 60 | 60 | 0 | 60 | 0 | FALSE |  |  | 0
30.6 |  | Discharge Pressure Switch - SD-DPS-B6-95-1 | Shield | SD-DPS-B6-95-1 | Nos | 1 | 199 | 199 | 0 | 199 | 0 | FALSE |  |  | 0
30.7 |  | Discharge Hose 1 Inch (25MM) with Female Swivel Fittings | Shield | SD-DH0025 | Nos | 1 | 33 | 33 | 0 | 33 | 0 | FALSE |  |  | 0
30.8 |  | Discharge Nozzle -Brass | Shield | - | Nos | 1 | 98 | 98 | 0 | 98 | 0 | FALSE |  |  | 0
30.9 |  | FM-200 Warning Signage - SD-FM-WARN | Shield | SD-FM-WARN | Nos | 1 | 100 | 100 | 0 | 100 | 0 | FALSE |  |  | 0
30.10 |  | Cylinder Lebel 280x180 - UL/FM Approved - SD-FM-LBL | Shield | SD-FM-LBL | Nos | 1 | 18 | 18 | 0 | 18 | 0 | FALSE |  |  | 0
30.11 |  | EXTINGUISHING CONTROL PANEL - A-XT Shield (2) Detection Zone (1) Release area c/w 24 VDC Back-up battery | Shield | AXT | Nos | 1 | 997 | 997 | 0 | 997 | 0 | FALSE |  |  | 0
30.12 |  | Optical Smoke detector w/base - S-C2011 | Shield | S-C2011 | Nos | 2 | 20 | 20 | 0 | 40 | 0 | FALSE |  |  | 0
30.13 |  | Abort switch w/black box - S111R-AB | Shield | S111R-AB | Nos | 1 | 116 | 116 | 0 | 116 | 0 | FALSE |  |  | 0
30.14 |  | Bell. 6'' w/black box - FB-100C6 | Shield | FB-100C6 | Nos | 1 | 33 | 33 | 0 | 33 | 0 | FALSE |  |  | 0
30.15 |  | Strobe horn w/black box - SH-HSIR | Shield | SH-HSIR | Nos | 1 | 57 | 57 | 0 | 57 | 0 | FALSE |  |  | 0
30.16 |  | Xenon/Strobe light w/black box - SH-STIR | Shield | SH-STIR | Nos | 1 | 47 | 47 | 0 | 47 | 0 | FALSE |  |  | 0
31 |  | SHIELD 200 SYSTEM - ELCTRICAL ROOM 1 @ 7.5TH FLOOR |  |  |  | 0 | 0 | 0 | 0 | 0 | 0 | FALSE |  |  | 0
31.1 |  | SHIELD200 16.7L Cylinder Assembly (8.4kg-20.0kg) Complete with 1" Valve and Pressure Gauge, Pressure Switch, Cylinder Label & Bracket Without LLI | Shield | SD-17HFC-01 | Nos | 1 | 879 | 879 | 0 | 879 | 0 | FALSE |  |  | 0
31.2 |  | Cylinder mounting strap | Shield | SD-CBKT-400 | Nos | 1 | 499 | 499 | 0 | 499 | 0 | FALSE |  |  | 0
31.3 |  | SHIELD200 (SD-HFC227ea) Agent | Shield | - | Kg | 10 | 33 | 33 | 0 | 330 | 0 | FALSE |  |  | 0
31.4 |  | Removable Electric Actuator c/w Supervisory Switch, 1 Inch Connection | Shield | SD-REA-SS | Nos | 1 | 501 | 501 | 0 | 501 | 0 | FALSE |  |  | 0
31.5 |  | Manual Actuator with Push to operate - SD-MA0025 | Shield | SD-MA0025 | Nos | 1 | 60 | 60 | 0 | 60 | 0 | FALSE |  |  | 0
31.6 |  | Discharge Pressure Switch - SD-DPS-B6-95-1 | Shield | SD-DPS-B6-95-1 | Nos | 1 | 199 | 199 | 0 | 199 | 0 | FALSE |  |  | 0
31.7 |  | Discharge Hose 1 Inch (25MM) with Female Swivel Fittings | Shield | SD-DH0025 | Nos | 1 | 33 | 33 | 0 | 33 | 0 | FALSE |  |  | 0
31.8 |  | Discharge Nozzle -Brass | Shield | - | Nos | 1 | 98 | 98 | 0 | 98 | 0 | FALSE |  |  | 0
31.9 |  | FM-200 Warning Signage - SD-FM-WARN | Shield | SD-FM-WARN | Nos | 1 | 100 | 100 | 0 | 100 | 0 | FALSE |  |  | 0
31.10 |  | Cylinder Lebel 280x180 - UL/FM Approved - SD-FM-LBL | Shield | SD-FM-LBL | Nos | 1 | 18 | 18 | 0 | 18 | 0 | FALSE |  |  | 0
31.11 |  | EXTINGUISHING CONTROL PANEL - A-XT Shield (2) Detection Zone (1) Release area c/w 24 VDC Back-up battery | Shield | AXT | Nos | 1 | 997 | 997 | 0 | 997 | 0 | FALSE |  |  | 0
31.12 |  | Optical Smoke detector w/base - S-C2011 | Shield | S-C2011 | Nos | 2 | 20 | 20 | 0 | 40 | 0 | FALSE |  |  | 0
31.13 |  | Abort switch w/black box - S111R-AB | Shield | S111R-AB | Nos | 1 | 116 | 116 | 0 | 116 | 0 | FALSE |  |  | 0
31.14 |  | Bell. 6'' w/black box - FB-100C6 | Shield | FB-100C6 | Nos | 1 | 33 | 33 | 0 | 33 | 0 | FALSE |  |  | 0
31.15 |  | Strobe horn w/black box - SH-HSIR | Shield | SH-HSIR | Nos | 1 | 57 | 57 | 0 | 57 | 0 | FALSE |  |  | 0
31.16 |  | Xenon/Strobe light w/black box - SH-STIR | Shield | SH-STIR | Nos | 1 | 47 | 47 | 0 | 47 | 0 | FALSE |  |  | 0
32 |  | SHIELD 200 SYSTEM - ELCTRICAL ROOM 2 @ 7.5TH FLOOR |  |  |  | 0 | 0 | 0 | 0 | 0 | 0 | FALSE |  |  | 0
32.1 |  | SHIELD200 16.7L Cylinder Assembly (8.4kg-20.0kg) Complete with 1" Valve and Pressure Gauge, Pressure Switch, Cylinder Label & Bracket Without LLI | Shield | SD-17HFC-01 | Nos | 1 | 879 | 879 | 0 | 879 | 0 | FALSE |  |  | 0
32.2 |  | Cylinder mounting strap | Shield | SD-CBKT-400 | Nos | 1 | 499 | 499 | 0 | 499 | 0 | FALSE |  |  | 0
32.3 |  | SHIELD200 (SD-HFC227ea) Agent | Shield | - | Kg | 10 | 33 | 33 | 0 | 330 | 0 | FALSE |  |  | 0
32.4 |  | Removable Electric Actuator c/w Supervisory Switch, 1 Inch Connection | Shield | SD-REA-SS | Nos | 1 | 501 | 501 | 0 | 501 | 0 | FALSE |  |  | 0
32.5 |  | Manual Actuator with Push to operate - SD-MA0025 | Shield | SD-MA0025 | Nos | 1 | 60 | 60 | 0 | 60 | 0 | FALSE |  |  | 0
32.6 |  | Discharge Pressure Switch - SD-DPS-B6-95-1 | Shield | SD-DPS-B6-95-1 | Nos | 1 | 199 | 199 | 0 | 199 | 0 | FALSE |  |  | 0
32.7 |  | Discharge Hose 1 Inch (25MM) with Female Swivel Fittings | Shield | SD-DH0025 | Nos | 1 | 33 | 33 | 0 | 33 | 0 | FALSE |  |  | 0
32.8 |  | Discharge Nozzle -Brass | Shield | - | Nos | 1 | 98 | 98 | 0 | 98 | 0 | FALSE |  |  | 0
32.9 |  | FM-200 Warning Signage - SD-FM-WARN | Shield | SD-FM-WARN | Nos | 1 | 100 | 100 | 0 | 100 | 0 | FALSE |  |  | 0
32.10 |  | Cylinder Lebel 280x180 - UL/FM Approved - SD-FM-LBL | Shield | SD-FM-LBL | Nos | 1 | 18 | 18 | 0 | 18 | 0 | FALSE |  |  | 0
32.11 |  | EXTINGUISHING CONTROL PANEL - A-XT Shield (2) Detection Zone (1) Release area c/w 24 VDC Back-up battery | Shield | AXT | Nos | 1 | 997 | 997 | 0 | 997 | 0 | FALSE |  |  | 0
32.12 |  | Optical Smoke detector w/base - S-C2011 | Shield | S-C2011 | Nos | 2 | 20 | 20 | 0 | 40 | 0 | FALSE |  |  | 0
32.13 |  | Abort switch w/black box - S111R-AB | Shield | S111R-AB | Nos | 1 | 116 | 116 | 0 | 116 | 0 | FALSE |  |  | 0
32.14 |  | Bell. 6'' w/black box - FB-100C6 | Shield | FB-100C6 | Nos | 1 | 33 | 33 | 0 | 33 | 0 | FALSE |  |  | 0
32.15 |  | Strobe horn w/black box - SH-HSIR | Shield | SH-HSIR | Nos | 1 | 57 | 57 | 0 | 57 | 0 | FALSE |  |  | 0
32.16 |  | Xenon/Strobe light w/black box - SH-STIR | Shield | SH-STIR | Nos | 1 | 47 | 47 | 0 | 47 | 0 | FALSE |  |  | 0
33 |  | SHIELD 200 SYSTEM - AUDIO CONTROL ROOM @7.5 TH FLOOR |  |  |  | 0 | 0 | 0 | 0 | 0 | 0 | FALSE |  |  | 0
33.1 |  | SHIELD200 52.0L Cylinder Assembly (26.1kg-62.4kg) Complete with 2" Valve and Pressure Gauge Pressure Switch, Cylinder Label & Bracket without LLI | Shield | SD-52HFC-02 | Nos | 1 | 1442 | 1442 | 0 | 1442 | 0 | FALSE |  |  | 0
33.2 |  | Cylinder mounting strap | Shield | SD-CBKT-600 | Nos | 1 | 73 | 73 | 0 | 73 | 0 | FALSE |  |  | 0
33.3 |  | SHIELD200 (SD-HFC227ea) Agent | Shield | - | Kg | 42 | 33 | 33 | 0 | 1386 | 0 | FALSE |  |  | 0
33.4 |  | Removable Electric Actuator c/w Supervisory Switch, 1 Inch Connection | Shield | SD-REA-SS | Nos | 1 | 501 | 501 | 0 | 501 | 0 | FALSE |  |  | 0
33.5 |  | Manual Actuator with Push to operate - SD-MA0025 | Shield | SD-MA0025 | Nos | 1 | 60 | 60 | 0 | 60 | 0 | FALSE |  |  | 0
33.6 |  | Discharge Pressure Switch - SD-DPS-B6-95-1 | Shield | SD-DPS-B6-95-1 | Nos | 1 | 199 | 199 | 0 | 199 | 0 | FALSE |  |  | 0
33.7 |  | Discharge Hose 2 Inch (50MM) with Female Swivel Fittings | Shield | SD-DH0050 | Nos | 1 | 143 | 143 | 0 | 143 | 0 | FALSE |  |  | 0
33.8 |  | Discharge Nozzle -Brass | Shield | - | Nos | 1 | 98 | 98 | 0 | 98 | 0 | FALSE |  |  | 0
33.9 |  | FM-200 Warning Signage - SD-FM-WARN | Shield | SD-FM-WARN | Nos | 1 | 100 | 100 | 0 | 100 | 0 | FALSE |  |  | 0
33.10 |  | Cylinder Lebel 280x180 - UL/FM Approved - SD-FM-LBL | Shield | SD-FM-LBL | Nos | 1 | 18 | 18 | 0 | 18 | 0 | FALSE |  |  | 0
33.11 |  | EXTINGUISHING CONTROL PANEL - A-XT Shield (2) Detection Zone (1) Release area c/w 24 VDC Back-up battery | Shield | AXT | Nos | 1 | 997 | 997 | 0 | 997 | 0 | FALSE |  |  | 0
33.12 |  | Optical Smoke detector w/base - S-C2011 | Shield | S-C2011 | Nos | 2 | 20 | 20 | 0 | 40 | 0 | FALSE |  |  | 0
33.13 |  | Abort switch w/black box - S111R-AB | Shield | S111R-AB | Nos | 1 | 116 | 116 | 0 | 116 | 0 | FALSE |  |  | 0
33.14 |  | Bell. 6'' w/black box - FB-100C6 | Shield | FB-100C6 | Nos | 1 | 33 | 33 | 0 | 33 | 0 | FALSE |  |  | 0
33.15 |  | Strobe horn w/black box - SH-HSIR | Shield | SH-HSIR | Nos | 1 | 57 | 57 | 0 | 57 | 0 | FALSE |  |  | 0
33.16 |  | Xenon/Strobe light w/black box - SH-STIR | Shield | SH-STIR | Nos | 1 | 47 | 47 | 0 | 47 | 0 | FALSE |  |  | 0
34 |  | SHIELD 200 SYSTEM - ELCTRICAL ROOM 1 @ 8TH FLOOR |  |  |  | 0 | 0 | 0 | 0 | 0 | 0 | FALSE |  |  | 0
34.1 |  | SHIELD200 147.0L Cylinder Assembly (73.6kg-176.4kg) Complete with 2" Valve and Pressure Gauge Pressure Switch, Cylinder Label & Bracket without LLI | Shield | SD-147HFC-02 | Nos | 1 | 1911 | 1911 | 0 | 1911 | 0 | FALSE |  |  | 0
34.2 |  | Cylinder mounting strap | Shield | SD-CBKT-400 | Nos | 1 | 499 | 499 | 0 | 499 | 0 | FALSE |  |  | 0
34.3 |  | SHIELD200 (SD-HFC227ea) Agent | Shield | - | Kg | 12 | 33 | 33 | 0 | 396 | 0 | FALSE |  |  | 0
34.4 |  | Removable Electric Actuator c/w Supervisory Switch, 1 Inch Connection | Shield | SD-REA-SS | Nos | 1 | 501 | 501 | 0 | 501 | 0 | FALSE |  |  | 0
34.5 |  | Manual Actuator with Push to operate - SD-MA0025 | Shield | SD-MA0025 | Nos | 1 | 60 | 60 | 0 | 60 | 0 | FALSE |  |  | 0
34.6 |  | Discharge Pressure Switch - SD-DPS-B6-95-1 | Shield | SD-DPS-B6-95-1 | Nos | 1 | 199 | 199 | 0 | 199 | 0 | FALSE |  |  | 0
34.7 |  | Discharge Hose 1 Inch (25MM) with Female Swivel Fittings | Shield | SD-DH0025 | Nos | 1 | 33 | 33 | 0 | 33 | 0 | FALSE |  |  | 0
34.8 |  | Discharge Nozzle -Brass | Shield | - | Nos | 2 | 98 | 98 | 0 | 196 | 0 | FALSE |  |  | 0
34.9 |  | FM-200 Warning Signage - SD-FM-WARN | Shield | SD-FM-WARN | Nos | 1 | 100 | 100 | 0 | 100 | 0 | FALSE |  |  | 0
34.10 |  | Cylinder Lebel 280x180 - UL/FM Approved - SD-FM-LBL | Shield | SD-FM-LBL | Nos | 1 | 18 | 18 | 0 | 18 | 0 | FALSE |  |  | 0
34.11 |  | EXTINGUISHING CONTROL PANEL - A-XT Shield (2) Detection Zone (1) Release area c/w 24 VDC Back-up battery | Shield | AXT | Nos | 1 | 997 | 997 | 0 | 997 | 0 | FALSE |  |  | 0
34.12 |  | Optical Smoke detector w/base - S-C2011 | Shield | S-C2011 | Nos | 2 | 20 | 20 | 0 | 40 | 0 | FALSE |  |  | 0
34.13 |  | Abort switch w/black box - S111R-AB | Shield | S111R-AB | Nos | 1 | 116 | 116 | 0 | 116 | 0 | FALSE |  |  | 0
34.14 |  | Bell. 6'' w/black box - FB-100C6 | Shield | FB-100C6 | Nos | 1 | 33 | 33 | 0 | 33 | 0 | FALSE |  |  | 0
34.15 |  | Strobe horn w/black box - SH-HSIR | Shield | SH-HSIR | Nos | 1 | 57 | 57 | 0 | 57 | 0 | FALSE |  |  | 0
34.16 |  | Xenon/Strobe light w/black box - SH-STIR | Shield | SH-STIR | Nos | 1 | 47 | 47 | 0 | 47 | 0 | FALSE |  |  | 0
35 |  | SHIELD 200 SYSTEM - ELCTRICAL ROOM 2 @ 8TH FLOOR |  |  |  | 0 | 0 | 0 | 0 | 0 | 0 | FALSE |  |  | 0
35.1 |  | SHIELD200 16.7L Cylinder Assembly (8.4kg-20.0kg) Complete with 1" Valve and Pressure Gauge, Pressure Switch, Cylinder Label & Bracket Without LLI | Shield | SD-17HFC-01 | Nos | 1 | 879 | 879 | 0 | 879 | 0 | FALSE |  |  | 0
35.2 |  | Cylinder mounting strap | Shield | SD-CBKT-400 | Nos | 1 | 499 | 499 | 0 | 499 | 0 | FALSE |  |  | 0
35.3 |  | SHIELD200 (SD-HFC227ea) Agent | Shield | - | Kg | 11 | 33 | 33 | 0 | 363 | 0 | FALSE |  |  | 0
35.4 |  | Removable Electric Actuator c/w Supervisory Switch, 1 Inch Connection | Shield | SD-REA-SS | Nos | 1 | 501 | 501 | 0 | 501 | 0 | FALSE |  |  | 0
35.5 |  | Manual Actuator with Push to operate - SD-MA0025 | Shield | SD-MA0025 | Nos | 1 | 60 | 60 | 0 | 60 | 0 | FALSE |  |  | 0
35.6 |  | Discharge Pressure Switch - SD-DPS-B6-95-1 | Shield | SD-DPS-B6-95-1 | Nos | 1 | 199 | 199 | 0 | 199 | 0 | FALSE |  |  | 0
35.7 |  | Discharge Hose 1 Inch (25MM) with Female Swivel Fittings | Shield | SD-DH0025 | Nos | 1 | 33 | 33 | 0 | 33 | 0 | FALSE |  |  | 0
35.8 |  | Discharge Nozzle -Brass | Shield | - | Nos | 2 | 98 | 98 | 0 | 196 | 0 | FALSE |  |  | 0
35.9 |  | FM-200 Warning Signage - SD-FM-WARN | Shield | SD-FM-WARN | Nos | 1 | 100 | 100 | 0 | 100 | 0 | FALSE |  |  | 0
35.10 |  | Cylinder Lebel 280x180 - UL/FM Approved - SD-FM-LBL | Shield | SD-FM-LBL | Nos | 1 | 18 | 18 | 0 | 18 | 0 | FALSE |  |  | 0
35.11 |  | EXTINGUISHING CONTROL PANEL - A-XT Shield (2) Detection Zone (1) Release area c/w 24 VDC Back-up battery | Shield | AXT | Nos | 1 | 997 | 997 | 0 | 997 | 0 | FALSE |  |  | 0
35.12 |  | Optical Smoke detector w/base - S-C2011 | Shield | S-C2011 | Nos | 2 | 20 | 20 | 0 | 40 | 0 | FALSE |  |  | 0
35.13 |  | Abort switch w/black box - S111R-AB | Shield | S111R-AB | Nos | 1 | 116 | 116 | 0 | 116 | 0 | FALSE |  |  | 0
35.14 |  | Bell. 6'' w/black box - FB-100C6 | Shield | FB-100C6 | Nos | 1 | 33 | 33 | 0 | 33 | 0 | FALSE |  |  | 0
35.15 |  | Strobe horn w/black box - SH-HSIR | Shield | SH-HSIR | Nos | 1 | 57 | 57 | 0 | 57 | 0 | FALSE |  |  | 0
35.16 |  | Xenon/Strobe light w/black box - SH-STIR | Shield | SH-STIR | Nos | 1 | 47 | 47 | 0 | 47 | 0 | FALSE |  |  | 0
36 |  | SHIELD 200 SYSTEM -SAFE ROOM @ 8TH FLOOR |  |  |  | 0 | 0 | 0 | 0 | 0 | 0 | FALSE |  |  | 0
36.1 |  | SHIELD200 147.0L Cylinder Assembly (73.6kg-176.4kg) Complete with 2" Valve and Pressure Gauge Pressure Switch, Cylinder Label & Bracket without LLI | Shield | SD-147HFC-02 | Nos | 1 | 1911 | 1911 | 0 | 1911 | 0 | FALSE |  |  | 0
36.2 |  | Cylinder mounting strap | Shield | SD-CBKT-600 | Nos | 1 | 73 | 73 | 0 | 73 | 0 | FALSE |  |  | 0
36.3 |  | SHIELD200 (SD-HFC227ea) Agent | Shield | - | Kg | 27 | 33 | 33 | 0 | 891 | 0 | FALSE |  |  | 0
36.4 |  | Removable Electric Actuator c/w Supervisory Switch, 1 Inch Connection | Shield | SD-REA-SS | Nos | 1 | 501 | 501 | 0 | 501 | 0 | FALSE |  |  | 0
36.5 |  | Manual Actuator with Push to operate - SD-MA0025 | Shield | SD-MA0025 | Nos | 1 | 60 | 60 | 0 | 60 | 0 | FALSE |  |  | 0
36.6 |  | Discharge Pressure Switch - SD-DPS-B6-95-1 | Shield | SD-DPS-B6-95-1 | Nos | 1 | 199 | 199 | 0 | 199 | 0 | FALSE |  |  | 0
36.7 |  | Discharge Hose 2 Inch (50MM) with Female Swivel Fittings | Shield | SD-DH0050 | Nos | 1 | 143 | 143 | 0 | 143 | 0 | FALSE |  |  | 0
36.8 |  | Discharge Nozzle -Brass | Shield | - | Nos | 2 | 98 | 98 | 0 | 196 | 0 | FALSE |  |  | 0
36.9 |  | FM-200 Warning Signage - SD-FM-WARN | Shield | SD-FM-WARN | Nos | 1 | 100 | 100 | 0 | 100 | 0 | FALSE |  |  | 0
36.10 |  | Cylinder Lebel 280x180 - UL/FM Approved - SD-FM-LBL | Shield | SD-FM-LBL | Nos | 1 | 18 | 18 | 0 | 18 | 0 | FALSE |  |  | 0
36.11 |  | EXTINGUISHING CONTROL PANEL - A-XT Shield (2) Detection Zone (1) Release area c/w 24 VDC Back-up battery | Shield | AXT | Nos | 1 | 997 | 997 | 0 | 997 | 0 | FALSE |  |  | 0
36.12 |  | Optical Smoke detector w/base - S-C2011 | Shield | S-C2011 | Nos | 2 | 20 | 20 | 0 | 40 | 0 | FALSE |  |  | 0
36.13 |  | Abort switch w/black box - S111R-AB | Shield | S111R-AB | Nos | 1 | 116 | 116 | 0 | 116 | 0 | FALSE |  |  | 0
36.14 |  | Bell. 6'' w/black box - FB-100C6 | Shield | FB-100C6 | Nos | 1 | 33 | 33 | 0 | 33 | 0 | FALSE |  |  | 0
36.15 |  | Strobe horn w/black box - SH-HSIR | Shield | SH-HSIR | Nos | 1 | 57 | 57 | 0 | 57 | 0 | FALSE |  |  | 0
36.16 |  | Xenon/Strobe light w/black box - SH-STIR | Shield | SH-STIR | Nos | 1 | 47 | 47 | 0 | 47 | 0 | FALSE |  |  | 0
37 |  | SHIELD 200 SYSTEM - ELCTRICAL ROOM - 01 @ G - FLOOR |  |  |  | 0 | 0 | 0 | 0 | 0 | 0 | FALSE |  |  | 0
37.1 |  | SHIELD200 28.3L Cylinder Assembly (14.2kg-33.9kg) Complete with 1" Valve and Pressure Gauge Pressure Switch, Cylinder Label & Bracket without LLI | Shield | SD-28HFC-01 | Nos | 1 | 1102 | 1102 | 0 | 1102 | 0 | FALSE |  |  | 0
37.2 |  | Cylinder mounting strap | Shield | SD-CBKT-400 | Nos | 1 | 499 | 499 | 0 | 499 | 0 | FALSE |  |  | 0
37.3 |  | SHIELD200 (SD-HFC227ea) Agent | Shield | - | Kg | 23 | 33 | 33 | 0 | 759 | 0 | FALSE |  |  | 0
37.4 |  | Removable Electric Actuator c/w Supervisory Switch, 1 Inch Connection | Shield | SD-REA-SS | Nos | 1 | 501 | 501 | 0 | 501 | 0 | FALSE |  |  | 0
37.5 |  | Manual Actuator with Push to operate - SD-MA0025 | Shield | SD-MA0025 | Nos | 1 | 60 | 60 | 0 | 60 | 0 | FALSE |  |  | 0
37.6 |  | Discharge Pressure Switch - SD-DPS-B6-95-1 | Shield | SD-DPS-B6-95-1 | Nos | 1 | 199 | 199 | 0 | 199 | 0 | FALSE |  |  | 0
37.7 |  | Discharge Hose 1 Inch (25MM) with Female Swivel Fittings | Shield | SD-DH0025 | Nos | 1 | 33 | 33 | 0 | 33 | 0 | FALSE |  |  | 0
37.8 |  | Discharge Nozzle -Brass | Shield | - | Nos | 2 | 98 | 98 | 0 | 196 | 0 | FALSE |  |  | 0
37.9 |  | FM-200 Warning Signage - SD-FM-WARN | Shield | SD-FM-WARN | Nos | 1 | 100 | 100 | 0 | 100 | 0 | FALSE |  |  | 0
37.10 |  | Cylinder Lebel 280x180 - UL/FM Approved - SD-FM-LBL | Shield | SD-FM-LBL | Nos | 1 | 18 | 18 | 0 | 18 | 0 | FALSE |  |  | 0
37.11 |  | EXTINGUISHING CONTROL PANEL - A-XT Shield (2) Detection Zone (1) Release area c/w 24 VDC Back-up battery | Shield | AXT | Nos | 1 | 997 | 997 | 0 | 997 | 0 | FALSE |  |  | 0
37.12 |  | Optical Smoke detector w/base - S-C2011 | Shield | S-C2011 | Nos | 2 | 20 | 20 | 0 | 40 | 0 | FALSE |  |  | 0
37.13 |  | Abort switch w/black box - S111R-AB | Shield | S111R-AB | Nos | 1 | 116 | 116 | 0 | 116 | 0 | FALSE |  |  | 0
37.14 |  | Bell. 6'' w/black box - FB-100C6 | Shield | FB-100C6 | Nos | 1 | 33 | 33 | 0 | 33 | 0 | FALSE |  |  | 0
37.15 |  | Strobe horn w/black box - SH-HSIR | Shield | SH-HSIR | Nos | 1 | 57 | 57 | 0 | 57 | 0 | FALSE |  |  | 0
37.16 |  | Xenon/Strobe light w/black box - SH-STIR | Shield | SH-STIR | Nos | 1 | 47 | 47 | 0 | 47 | 0 | FALSE |  |  | 0
38 |  | Co2 SYSTEM - MAIN ELCTRICAL MDP @ FIRST BASEMENT FLOOR |  |  |  | 0 | 0 | 0 | 0 | 0 | 0 | FALSE |  |  | 0
38.1 |  | 45 Kg Co2 cylinder - 12 VDC c/w solenoid head valve B04390054, bracket and trimmings, filled w/ 45kg.Co2 gas | NAFFCO | NCS45 | Nos | 2 | 586 | 586 | 0 | 1172 | 0 | FALSE |  |  | 0
38.2 |  | 45 Kg Co2 cylinder c/w differential head valve B04800121, bracket and trimmings, filled w/ 45kg.Co2 gas | NAFFCO | NCS45 | Nos | 1 | 435 | 435 | 0 | 435 | 0 | FALSE |  |  | 0
38.3 |  | MANUAL / PNEUMATIC RELEASE DEVICE - B04420065 | NAFFCO | B04420065 | Nos | 1 | 57 | 57 | 0 | 57 | 0 | FALSE |  |  | 0
38.4 |  | Flexible Hose (Discharge) w/ Check Valve | NAFFCO | NHC 18 + B04600008 | Nos | 3 | 199 | 199 | 0 | 597 | 0 | FALSE |  |  | 0
38.5 |  | Flexible Hose, 700mm (Pneumatic Cylinder To Manifold) | NAFFCO | B06920212-NF | Nos | 1 | 38 | 38 | 0 | 38 | 0 | FALSE |  |  | 0
38.6 |  | ADAPTOR - 029510006-NF |  | 029510006-NF | Nos | 2 | 10 | 10 | 0 | 20 | 0 | FALSE |  |  | 0
38.7 |  | Manifold for 3 Cylinder | NAFFCO | NFCO2-267-SRM3 | Nos | 1 | 133 | 133 | 0 | 133 | 0 | FALSE |  |  | 0
38.8 |  | Rack Assembly for 3 Cylinders | NAFFCO | NFCO2-RA02-003F | Nos | 1 | 259 | 259 | 0 | 259 | 0 | FALSE |  |  | 0
38.9 |  | Discharge Nozzle | NAFFCO | - | Nos | 2 | 100 | 100 | 0 | 200 | 0 | FALSE |  |  | 0
38.10 |  | Discharge Pressure Switch | NAFFCO | 028250050 - NF | Nos | 1 | 286 | 286 | 0 | 286 | 0 | FALSE |  |  | 0
38.11 |  | Safety Device - 29730039 | NAFFCO | 29730039 | Nos | 1 | 299 | 299 | 0 | 299 | 0 | FALSE |  |  | 0
38.12 |  | Bleed Valve - 029730040-NF | NAFFCO | 029730040-NF | Nos | 1 | 70 | 70 | 0 | 70 | 0 | FALSE |  |  | 0
38.13 |  | EXTINGUISHING CONTROL PANEL - A-XT Shield (2) Detection Zone (1) Release area c/w 24 VDC Back-up battery | Shield | AXT | Nos | 1 | 997 | 997 | 0 | 997 | 0 | FALSE |  |  | 0
38.14 |  | Optical Smoke detector w/base - S-C2011 | Shield | S-C2011 | Nos | 2 | 20 | 20 | 0 | 40 | 0 | FALSE |  |  | 0
38.15 |  | Bell. 6'' w/black box - FB-100C6 | Shield | FB-100C6 | Nos | 1 | 33 | 33 | 0 | 33 | 0 | FALSE |  |  | 0
38.16 |  | Strobe horn w/black box - SH-HSIR | Shield | SH-HSIR | Nos | 1 | 57 | 57 | 0 | 57 | 0 | FALSE |  |  | 0
38.17 |  | Xenon/Strobe light w/black box - SH-STIR | Shield | SH-STIR | Nos | 1 | 47 | 47 | 0 | 47 | 0 | FALSE |  |  | 0
38.18 |  | Warning Sign |  |  | Nos | 1 | 60 | 60 | 0 | 60 | 0 | FALSE |  |  | 0
39 |  | Co2 SYSTEM - USB ROOM @ FIRST BASEMENT FLOOR |  |  |  | 0 | 0 | 0 | 0 | 0 | 0 | FALSE |  |  | 0
39.1 |  | 45 Kg Co2 cylinder - 12 VDC c/w solenoid head valve B04390054, bracket and trimmings, filled w/ 45kg.Co2 gas | NAFFCO | NCS45 | Nos | 2 | 586 | 586 | 0 | 1172 | 0 | FALSE |  |  | 0
39.2 |  | 45 Kg Co2 cylinder c/w differential head valve B04800121, bracket and trimmings, filled w/ 45kg.Co2 gas | NAFFCO | NCS45 | Nos | 4 | 435 | 435 | 0 | 1740 | 0 | FALSE |  |  | 0
39.3 |  | MANUAL / PNEUMATIC RELEASE DEVICE - B04420065 | NAFFCO | B04420065 | Nos | 1 | 57 | 57 | 0 | 57 | 0 | FALSE |  |  | 0
39.4 |  | PNEUMATIC RELEASE DEVICE | NAFFCO | B04420066 | Nos | 3 | 47 | 47 | 0 | 141 | 0 | FALSE |  |  | 0
39.5 |  | Flexible Hose (Discharge) w/ Check Valve | NAFFCO | NHC 18 + B04600008 | Nos | 6 | 199 | 199 | 0 | 1194 | 0 | FALSE |  |  | 0
39.6 |  | Flexible Hose, 500mm (To Pneumatic Cylinder) | NAFFCO | B06920213-NF | Nos | 3 | 38 | 38 | 0 | 114 | 0 | FALSE |  |  | 0
39.7 |  | Flexible Hose, 700mm (Pneumatic Cylinder To Manifold) | NAFFCO | B06920212-NF | Nos | 1 | 38 | 38 | 0 | 38 | 0 | FALSE |  |  | 0
39.8 |  | ADAPTOR - 029510006-NF |  | 029510006-NF | Nos | 8 | 10 | 10 | 0 | 80 | 0 | FALSE |  |  | 0
39.9 |  | Manifold for 3 Cylinder | NAFFCO | NFCO2-267-SRM3 | Nos | 2 | 133 | 133 | 0 | 266 | 0 | FALSE |  |  | 0
39.10 |  | Rack Assembly for 6 Cylinders | NAFFCO | NFCO2-RA02-030F | Nos | 1 | 249 | 249 | 0 | 249 | 0 | FALSE |  |  | 0
39.11 |  | Discharge Nozzle | NAFFCO | - | Nos | 3 | 100 | 100 | 0 | 300 | 0 | FALSE |  |  | 0
39.12 |  | Discharge Pressure Switch | NAFFCO | 028250050 - NF | Nos | 1 | 286 | 286 | 0 | 286 | 0 | FALSE |  |  | 0
39.13 |  | Safety Device - 29730039 | NAFFCO | 29730039 | Nos | 1 | 299 | 299 | 0 | 299 | 0 | FALSE |  |  | 0
39.14 |  | Bleed Valve - 029730040-NF | NAFFCO | 029730040-NF | Nos | 1 | 70 | 70 | 0 | 70 | 0 | FALSE |  |  | 0
39.15 |  | EXTINGUISHING CONTROL PANEL - A-XT Shield (2) Detection Zone (1) Release area c/w 24 VDC Back-up battery | Shield | AXT | Nos | 1 | 997 | 997 | 0 | 997 | 0 | FALSE |  |  | 0
39.16 |  | Optical Smoke detector w/base - S-C2011 | Shield | S-C2011 | Nos | 4 | 20 | 20 | 0 | 80 | 0 | FALSE |  |  | 0
39.17 |  | Bell. 6'' w/black box - FB-100C6 | Shield | FB-100C6 | Nos | 1 | 33 | 33 | 0 | 33 | 0 | FALSE |  |  | 0
39.18 |  | Strobe horn w/black box - SH-HSIR | Shield | SH-HSIR | Nos | 1 | 57 | 57 | 0 | 57 | 0 | FALSE |  |  | 0
39.19 |  | Xenon/Strobe light w/black box - SH-STIR | Shield | SH-STIR | Nos | 1 | 47 | 47 | 0 | 47 | 0 | FALSE |  |  | 0
39.20 |  | Warning Sign |  |  | Nos | 1 | 60 | 60 | 0 | 60 | 0 | FALSE |  |  | 0
40 |  | Co2 SYSTEM - TRANSFORMER ROOM @ FIRST BASEMENT FLOOR |  |  |  | 0 | 0 | 0 | 0 | 0 | 0 | FALSE |  |  | 0
40.1 |  | 45 Kg Co2 cylinder - 12 VDC c/w solenoid head valve B04390054, bracket and trimmings, filled w/ 45kg.Co2 gas | NAFFCO | NCS45 | Nos | 2 | 586 | 586 | 0 | 1172 | 0 | FALSE |  |  | 0
40.2 |  | 45 Kg Co2 cylinder c/w differential head valve B04800121, bracket and trimmings, filled w/ 45kg.Co2 gas | NAFFCO | NCS45 | Nos | 2 | 435 | 435 | 0 | 870 | 0 | FALSE |  |  | 0
40.3 |  | MANUAL / PNEUMATIC RELEASE DEVICE - B04420065 | NAFFCO | B04420065 | Nos | 1 | 57 | 57 | 0 | 57 | 0 | FALSE |  |  | 0
40.4 |  | PNEUMATIC RELEASE DEVICE | NAFFCO | B04420066 | Nos | 1 | 47 | 47 | 0 | 47 | 0 | FALSE |  |  | 0
40.5 |  | Flexible Hose (Discharge) w/ Check Valve | NAFFCO | NHC 18 + B04600008 | Nos | 4 | 199 | 199 | 0 | 796 | 0 | FALSE |  |  | 0
40.6 |  | Flexible Hose, 500mm (To Pneumatic Cylinder) | NAFFCO | B06920213-NF | Nos | 1 | 38 | 38 | 0 | 38 | 0 | FALSE |  |  | 0
40.7 |  | Flexible Hose, 700mm (Pneumatic Cylinder To Manifold) | NAFFCO | B06920212-NF | Nos | 1 | 38 | 38 | 0 | 38 | 0 | FALSE |  |  | 0
40.8 |  | ADAPTOR - 029510006-NF |  | 029510006-NF | Nos | 4 | 10 | 10 | 0 | 40 | 0 | FALSE |  |  | 0
40.9 |  | Manifold for 4 Cylinder | NAFFCO | NFCO2-267-SRM4 | Nos | 1 | 106 | 106 | 0 | 106 | 0 | FALSE |  |  | 0
40.10 |  | Rack Assembly for 4 Cylinders | NAFFCO | NFCO2-RA02-004F | Nos | 1 | 253 | 253 | 0 | 253 | 0 | FALSE |  |  | 0
40.11 |  | Discharge Nozzle | NAFFCO | - | Nos | 2 | 100 | 100 | 0 | 200 | 0 | FALSE |  |  | 0
40.12 |  | Discharge Pressure Switch | NAFFCO | 028250050 - NF | Nos | 1 | 286 | 286 | 0 | 286 | 0 | FALSE |  |  | 0
40.13 |  | Safety Device - 29730039 | NAFFCO | 29730039 | Nos | 1 | 299 | 299 | 0 | 299 | 0 | FALSE |  |  | 0
40.14 |  | Bleed Valve - 029730040-NF | NAFFCO | 029730040-NF | Nos | 1 | 70 | 70 | 0 | 70 | 0 | FALSE |  |  | 0
40.15 |  | EXTINGUISHING CONTROL PANEL - A-XT Shield (2) Detection Zone (1) Release area c/w 24 VDC Back-up battery | Shield | AXT | Nos | 1 | 997 | 997 | 0 | 997 | 0 | FALSE |  |  | 0
40.16 |  | Optical Smoke detector w/base - S-C2011 | Shield | S-C2011 | Nos | 2 | 20 | 20 | 0 | 40 | 0 | FALSE |  |  | 0
40.17 |  | Bell. 6'' w/black box - FB-100C6 | Shield | FB-100C6 | Nos | 1 | 33 | 33 | 0 | 33 | 0 | FALSE |  |  | 0
40.18 |  | Strobe horn w/black box - SH-HSIR | Shield | SH-HSIR | Nos | 1 | 57 | 57 | 0 | 57 | 0 | FALSE |  |  | 0
40.19 |  | Xenon/Strobe light w/black box - SH-STIR | Shield | SH-STIR | Nos | 1 | 47 | 47 | 0 | 47 | 0 | FALSE |  |  | 0
40.20 |  | Warning Sign |  |  | Nos | 1 | 60 | 60 | 0 | 60 | 0 | FALSE |  |  | 0
41 |  | Co2 SYSTEM - GENERATOR ROOM @ SECOND BASEMENT FLOOR |  |  |  | 0 | 0 | 0 | 0 | 0 | 0 | FALSE |  |  | 0
41.1 |  | 45 Kg Co2 cylinder - 12 VDC c/w solenoid head valve B04390054, bracket and trimmings, filled w/ 45kg.Co2 gas | NAFFCO | NCS45 | Nos | 2 | 586 | 586 | 0 | 1172 | 0 | FALSE |  |  | 0
41.2 |  | 45 Kg Co2 cylinder c/w differential head valve B04800121, bracket and trimmings, filled w/ 45kg.Co2 gas | NAFFCO | NCS45 | Nos | 3 | 435 | 435 | 0 | 1305 | 0 | FALSE |  |  | 0
41.3 |  | MANUAL / PNEUMATIC RELEASE DEVICE - B04420065 | NAFFCO | B04420065 | Nos | 1 | 57 | 57 | 0 | 57 | 0 | FALSE |  |  | 0
41.4 |  | PNEUMATIC RELEASE DEVICE | NAFFCO | B04420066 | Nos | 2 | 47 | 47 | 0 | 94 | 0 | FALSE |  |  | 0
41.5 |  | Flexible Hose (Discharge) w/ Check Valve | NAFFCO | NHC 18 + B04600008 | Nos | 5 | 199 | 199 | 0 | 995 | 0 | FALSE |  |  | 0
41.6 |  | Flexible Hose, 500mm (To Pneumatic Cylinder) | NAFFCO | B06920213-NF | Nos | 2 | 38 | 38 | 0 | 76 | 0 | FALSE |  |  | 0
41.7 |  | Flexible Hose, 700mm (Pneumatic Cylinder To Manifold) | NAFFCO | B06920212-NF | Nos | 1 | 38 | 38 | 0 | 38 | 0 | FALSE |  |  | 0
41.8 |  | ADAPTOR - 029510006-NF |  | 029510006-NF | Nos | 6 | 10 | 10 | 0 | 60 | 0 | FALSE |  |  | 0
41.9 |  | Manifold for 5 Cylinder | NAFFCO | NFCO2-267-SRM5 | Nos | 1 | 133 | 133 | 0 | 133 | 0 | FALSE |  |  | 0
41.10 |  | Rack Assembly for 5 Cylinders | NAFFCO | NFCO2-RA02-005F | Nos | 1 | 266 | 266 | 0 | 266 | 0 | FALSE |  |  | 0
41.11 |  | Discharge Nozzle | NAFFCO | - | Nos | 3 | 100 | 100 | 0 | 300 | 0 | FALSE |  |  | 0
41.12 |  | Discharge Pressure Switch | NAFFCO | 028250050 - NF | Nos | 1 | 286 | 286 | 0 | 286 | 0 | FALSE |  |  | 0
41.13 |  | Safety Device - 29730039 | NAFFCO | 29730039 | Nos | 1 | 299 | 299 | 0 | 299 | 0 | FALSE |  |  | 0
41.14 |  | Bleed Valve - 029730040-NF | NAFFCO | 029730040-NF | Nos | 1 | 70 | 70 | 0 | 70 | 0 | FALSE |  |  | 0
41.15 |  | EXTINGUISHING CONTROL PANEL - A-XT Shield (2) Detection Zone (1) Release area c/w 24 VDC Back-up battery | Shield | AXT | Nos | 1 | 997 | 997 | 0 | 997 | 0 | FALSE |  |  | 0
41.16 |  | Heat detector w/base - S-C2014 | Shield | S-C2014 | Nos | 2 | 20 | 20 | 0 | 40 | 0 | FALSE |  |  | 0
41.17 |  | Bell. 6'' w/black box - FB-100C6 | Shield | FB-100C6 | Nos | 1 | 33 | 33 | 0 | 33 | 0 | FALSE |  |  | 0
41.18 |  | Strobe horn w/black box - SH-HSIR | Shield | SH-HSIR | Nos | 1 | 57 | 57 | 0 | 57 | 0 | FALSE |  |  | 0
41.19 |  | Xenon/Strobe light w/black box - SH-STIR | Shield | SH-STIR | Nos | 1 | 47 | 47 | 0 | 47 | 0 | FALSE |  |  | 0
41.20 |  | Warning Sign |  |  | Nos | 1 | 60 | 60 | 0 | 60 | 0 | FALSE |  |  | 0
42 |  | Co2 SYSTEM - FUEL TANK @ SECOND BASEMENT FLOOR |  |  |  | 0 | 0 | 0 | 0 | 0 | 0 | FALSE |  |  | 0
42.1 |  | 45 Kg Co2 cylinder - 12 VDC c/w solenoid head valve B04390054, bracket and trimmings, filled w/ 45kg.Co2 gas | NAFFCO | NCS45 | Nos | 2 | 586 | 586 | 0 | 1172 | 0 | FALSE |  |  | 0
42.2 |  | 45 Kg Co2 cylinder c/w differential head valve B04800121, bracket and trimmings, filled w/ 45kg.Co2 gas | NAFFCO | NCS45 | Nos | 3 | 435 | 435 | 0 | 1305 | 0 | FALSE |  |  | 0
42.3 |  | MANUAL / PNEUMATIC RELEASE DEVICE - B04420065 | NAFFCO | B04420065 | Nos | 1 | 57 | 57 | 0 | 57 | 0 | FALSE |  |  | 0
42.4 |  | PNEUMATIC RELEASE DEVICE | NAFFCO | B04420066 | Nos | 2 | 47 | 47 | 0 | 94 | 0 | FALSE |  |  | 0
42.5 |  | Flexible Hose (Discharge) w/ Check Valve | NAFFCO | NHC 18 + B04600008 | Nos | 5 | 199 | 199 | 0 | 995 | 0 | FALSE |  |  | 0
42.6 |  | Flexible Hose, 500mm (To Pneumatic Cylinder) | NAFFCO | B06920213-NF | Nos | 2 | 38 | 38 | 0 | 76 | 0 | FALSE |  |  | 0
42.7 |  | Flexible Hose, 700mm (Pneumatic Cylinder To Manifold) | NAFFCO | B06920212-NF | Nos | 1 | 38 | 38 | 0 | 38 | 0 | FALSE |  |  | 0
42.8 |  | ADAPTOR - 029510006-NF |  | 029510006-NF | Nos | 6 | 10 | 10 | 0 | 60 | 0 | FALSE |  |  | 0
42.9 |  | Manifold for 5 Cylinder | NAFFCO | NFCO2-267-SRM5 | Nos | 1 | 133 | 133 | 0 | 133 | 0 | FALSE |  |  | 0
42.10 |  | Rack Assembly for 5 Cylinders | NAFFCO | NFCO2-RA02-005F | Nos | 1 | 266 | 266 | 0 | 266 | 0 | FALSE |  |  | 0
42.11 |  | Discharge Nozzle | NAFFCO | - | Nos | 3 | 100 | 100 | 0 | 300 | 0 | FALSE |  |  | 0
42.12 |  | Discharge Pressure Switch | NAFFCO | 028250050 - NF | Nos | 1 | 286 | 286 | 0 | 286 | 0 | FALSE |  |  | 0
42.13 |  | Safety Device - 29730039 | NAFFCO | 29730039 | Nos | 1 | 299 | 299 | 0 | 299 | 0 | FALSE |  |  | 0
42.14 |  | Bleed Valve - 029730040-NF | NAFFCO | 029730040-NF | Nos | 1 | 70 | 70 | 0 | 70 | 0 | FALSE |  |  | 0
42.15 |  | EXTINGUISHING CONTROL PANEL - A-XT Shield (2) Detection Zone (1) Release area c/w 24 VDC Back-up battery | Shield | AXT | Nos | 1 | 997 | 997 | 0 | 997 | 0 | FALSE |  |  | 0
42.16 |  | Explosion proof UV/IR flame detector – RFD-3000X | Shield | RFD-3000X | Nos | 2 | 2493 | 2493 | 0 | 4986 | 0 | FALSE |  |  | 0
42.17 |  | Bell. 6'' w/black box - FB-100C6 | Shield | FB-100C6 | Nos | 1 | 33 | 33 | 0 | 33 | 0 | FALSE |  |  | 0
42.18 |  | Strobe horn w/black box - SH-HSIR | Shield | SH-HSIR | Nos | 1 | 57 | 57 | 0 | 57 | 0 | FALSE |  |  | 0
42.19 |  | Xenon/Strobe light w/black box - SH-STIR | Shield | SH-STIR | Nos | 1 | 47 | 47 | 0 | 47 | 0 | FALSE |  |  | 0
42.20 |  | 3A Power suply unit |  |  | Nos | 1 | 229 | 229 | 0 | 229 | 0 | FALSE |  |  | 0
42.21 |  | Warning Sign |  |  | Nos | 1 | 60 | 60 | 0 | 60 | 0 | FALSE |  |  | 0
43 |  | Co2 SYSTEM - LV PANEL ROOM @ SECOND FLOOR |  |  |  | 0 | 0 | 0 | 0 | 0 | 0 | FALSE |  |  | 0
43.1 |  | 45 Kg Co2 cylinder - 12 VDC c/w solenoid head valve B04390054, bracket and trimmings, filled w/ 45kg.Co2 gas | NAFFCO | NCS45 | Nos | 2 | 586 | 586 | 0 | 1172 | 0 | FALSE |  |  | 0
43.2 |  | 45 Kg Co2 cylinder c/w differential head valve B04800121, bracket and trimmings, filled w/ 45kg.Co2 gas | NAFFCO | NCS45 | Nos | 3 | 435 | 435 | 0 | 1305 | 0 | FALSE |  |  | 0
43.3 |  | MANUAL / PNEUMATIC RELEASE DEVICE - B04420065 | NAFFCO | B04420065 | Nos | 1 | 57 | 57 | 0 | 57 | 0 | FALSE |  |  | 0
43.4 |  | PNEUMATIC RELEASE DEVICE | NAFFCO | B04420066 | Nos | 2 | 47 | 47 | 0 | 94 | 0 | FALSE |  |  | 0
43.5 |  | Flexible Hose (Discharge) w/ Check Valve | NAFFCO | NHC 18 + B04600008 | Nos | 5 | 199 | 199 | 0 | 995 | 0 | FALSE |  |  | 0
43.6 |  | Flexible Hose, 500mm (To Pneumatic Cylinder) | NAFFCO | B06920213-NF | Nos | 2 | 38 | 38 | 0 | 76 | 0 | FALSE |  |  | 0
43.7 |  | Flexible Hose, 700mm (Pneumatic Cylinder To Manifold) | NAFFCO | B06920212-NF | Nos | 1 | 38 | 38 | 0 | 38 | 0 | FALSE |  |  | 0
43.8 |  | ADAPTOR - 029510006-NF |  | 029510006-NF | Nos | 6 | 10 | 10 | 0 | 60 | 0 | FALSE |  |  | 0
43.9 |  | Manifold for 5 Cylinder | NAFFCO | NFCO2-267-SRM5 | Nos | 1 | 133 | 133 | 0 | 133 | 0 | FALSE |  |  | 0
43.10 |  | Rack Assembly for 5 Cylinders | NAFFCO | NFCO2-RA02-005F | Nos | 1 | 266 | 266 | 0 | 266 | 0 | FALSE |  |  | 0
43.11 |  | Discharge Nozzle | NAFFCO | - | Nos | 3 | 100 | 100 | 0 | 300 | 0 | FALSE |  |  | 0
43.12 |  | Discharge Pressure Switch | NAFFCO | 028250050 - NF | Nos | 1 | 286 | 286 | 0 | 286 | 0 | FALSE |  |  | 0
43.13 |  | Safety Device - 29730039 | NAFFCO | 29730039 | Nos | 1 | 299 | 299 | 0 | 299 | 0 | FALSE |  |  | 0
43.14 |  | Bleed Valve - 029730040-NF | NAFFCO | 029730040-NF | Nos | 1 | 70 | 70 | 0 | 70 | 0 | FALSE |  |  | 0
43.15 |  | EXTINGUISHING CONTROL PANEL - A-XT Shield (2) Detection Zone (1) Release area c/w 24 VDC Back-up battery | Shield | AXT | Nos | 1 | 997 | 997 | 0 | 997 | 0 | FALSE |  |  | 0
43.16 |  | Optical Smoke detector w/base - S-C2011 | Shield | S-C2011 | Nos | 2 | 20 | 20 | 0 | 40 | 0 | FALSE |  |  | 0
43.17 |  | Bell. 6'' w/black box - FB-100C6 | Shield | FB-100C6 | Nos | 1 | 33 | 33 | 0 | 33 | 0 | FALSE |  |  | 0
43.18 |  | Strobe horn w/black box - SH-HSIR | Shield | SH-HSIR | Nos | 1 | 57 | 57 | 0 | 57 | 0 | FALSE |  |  | 0
43.19 |  | Xenon/Strobe light w/black box - SH-STIR | Shield | SH-STIR | Nos | 1 | 47 | 47 | 0 | 47 | 0 | FALSE |  |  | 0
43.20 |  | Warning Sign |  |  | Nos | 1 | 60 | 60 | 0 | 60 | 0 | FALSE |  |  | 0
44 |  | Co2 SYSTEM - TR1-2MVA @ SECOND FLOOR |  |  |  | 0 | 0 | 0 | 0 | 0 | 0 | FALSE |  |  | 0
44.1 |  | 45 Kg Co2 cylinder - 12 VDC c/w solenoid head valve B04390054, bracket and trimmings, filled w/ 45kg.Co2 gas | NAFFCO | NCS45 | Nos | 2 | 586 | 586 | 0 | 1172 | 0 | FALSE |  |  | 0
44.2 |  | 45 Kg Co2 cylinder c/w differential head valve B04800121, bracket and trimmings, filled w/ 45kg.Co2 gas | NAFFCO | NCS45 | Nos | 1 | 435 | 435 | 0 | 435 | 0 | FALSE |  |  | 0
44.3 |  | MANUAL / PNEUMATIC RELEASE DEVICE - B04420065 | NAFFCO | B04420065 | Nos | 1 | 57 | 57 | 0 | 57 | 0 | FALSE |  |  | 0
44.4 |  | Flexible Hose (Discharge) w/ Check Valve | NAFFCO | NHC 18 + B04600008 | Nos | 3 | 199 | 199 | 0 | 597 | 0 | FALSE |  |  | 0
44.5 |  | Flexible Hose, 700mm (Pneumatic Cylinder To Manifold) | NAFFCO | B06920212-NF | Nos | 1 | 38 | 38 | 0 | 38 | 0 | FALSE |  |  | 0
44.6 |  | ADAPTOR - 029510006-NF |  | 029510006-NF | Nos | 2 | 10 | 10 | 0 | 20 | 0 | FALSE |  |  | 0
44.7 |  | Manifold for 3 Cylinder | NAFFCO | NFCO2-267-SRM3 | Nos | 1 | 133 | 133 | 0 | 133 | 0 | FALSE |  |  | 0
44.8 |  | Rack Assembly for 3 Cylinders | NAFFCO | NFCO2-RA02-003F | Nos | 1 | 259 | 259 | 0 | 259 | 0 | FALSE |  |  | 0
44.9 |  | Discharge Nozzle | NAFFCO | - | Nos | 2 | 100 | 100 | 0 | 200 | 0 | FALSE |  |  | 0
44.10 |  | Discharge Pressure Switch | NAFFCO | 028250050 - NF | Nos | 1 | 286 | 286 | 0 | 286 | 0 | FALSE |  |  | 0
44.11 |  | Safety Device - 29730039 | NAFFCO | 29730039 | Nos | 1 | 299 | 299 | 0 | 299 | 0 | FALSE |  |  | 0
44.12 |  | Bleed Valve - 029730040-NF | NAFFCO | 029730040-NF | Nos | 1 | 70 | 70 | 0 | 70 | 0 | FALSE |  |  | 0
44.13 |  | EXTINGUISHING CONTROL PANEL - A-XT Shield (2) Detection Zone (1) Release area c/w 24 VDC Back-up battery | Shield | AXT | Nos | 1 | 997 | 997 | 0 | 997 | 0 | FALSE |  |  | 0
44.14 |  | Heat detector w/base - S-C2015 | Shield | S-C2015 | Nos | 2 | 17 | 17 | 0 | 34 | 0 | FALSE |  |  | 0
44.15 |  | Bell. 6'' w/black box - FB-100C6 | Shield | FB-100C6 | Nos | 1 | 33 | 33 | 0 | 33 | 0 | FALSE |  |  | 0
44.16 |  | Strobe horn w/black box - SH-HSIR | Shield | SH-HSIR | Nos | 1 | 57 | 57 | 0 | 57 | 0 | FALSE |  |  | 0
44.17 |  | Xenon/Strobe light w/black box - SH-STIR | Shield | SH-STIR | Nos | 1 | 47 | 47 | 0 | 47 | 0 | FALSE |  |  | 0
44.18 |  | Warning Sign |  |  | Nos | 1 | 60 | 60 | 0 | 60 | 0 | FALSE |  |  | 0
45 |  | Co2 SYSTEM - TR2-2MVA @ SECOND FLOOR |  |  |  | 0 | 0 | 0 | 0 | 0 | 0 | FALSE |  |  | 0
45.1 |  | 45 Kg Co2 cylinder - 12 VDC c/w solenoid head valve B04390054, bracket and trimmings, filled w/ 45kg.Co2 gas | NAFFCO | NCS45 | Nos | 2 | 586 | 586 | 0 | 1172 | 0 | FALSE |  |  | 0
45.2 |  | 45 Kg Co2 cylinder c/w differential head valve B04800121, bracket and trimmings, filled w/ 45kg.Co2 gas | NAFFCO | NCS45 | Nos | 1 | 435 | 435 | 0 | 435 | 0 | FALSE |  |  | 0
45.3 |  | MANUAL / PNEUMATIC RELEASE DEVICE - B04420065 | NAFFCO | B04420065 | Nos | 1 | 57 | 57 | 0 | 57 | 0 | FALSE |  |  | 0
45.4 |  | Flexible Hose (Discharge) w/ Check Valve | NAFFCO | NHC 18 + B04600008 | Nos | 3 | 199 | 199 | 0 | 597 | 0 | FALSE |  |  | 0
45.5 |  | Flexible Hose, 700mm (Pneumatic Cylinder To Manifold) | NAFFCO | B06920212-NF | Nos | 1 | 38 | 38 | 0 | 38 | 0 | FALSE |  |  | 0
45.6 |  | ADAPTOR - 029510006-NF |  | 029510006-NF | Nos | 2 | 10 | 10 | 0 | 20 | 0 | FALSE |  |  | 0
45.7 |  | Manifold for 3 Cylinder | NAFFCO | NFCO2-267-SRM3 | Nos | 1 | 133 | 133 | 0 | 133 | 0 | FALSE |  |  | 0
45.8 |  | Rack Assembly for 3 Cylinders | NAFFCO | NFCO2-RA02-003F | Nos | 1 | 259 | 259 | 0 | 259 | 0 | FALSE |  |  | 0
45.9 |  | Discharge Nozzle | NAFFCO | - | Nos | 2 | 100 | 100 | 0 | 200 | 0 | FALSE |  |  | 0
45.10 |  | Discharge Pressure Switch | NAFFCO | 028250050 - NF | Nos | 1 | 286 | 286 | 0 | 286 | 0 | FALSE |  |  | 0
45.11 |  | Safety Device - 29730039 | NAFFCO | 29730039 | Nos | 1 | 299 | 299 | 0 | 299 | 0 | FALSE |  |  | 0
45.12 |  | Bleed Valve - 029730040-NF | NAFFCO | 029730040-NF | Nos | 1 | 70 | 70 | 0 | 70 | 0 | FALSE |  |  | 0
45.13 |  | EXTINGUISHING CONTROL PANEL - A-XT Shield (2) Detection Zone (1) Release area c/w 24 VDC Back-up battery | Shield | AXT | Nos | 1 | 997 | 997 | 0 | 997 | 0 | FALSE |  |  | 0
45.14 |  | Heat detector w/base - S-C2015 | Shield | S-C2015 | Nos | 2 | 17 | 17 | 0 | 34 | 0 | FALSE |  |  | 0
45.15 |  | Bell. 6'' w/black box - FB-100C6 | Shield | FB-100C6 | Nos | 1 | 33 | 33 | 0 | 33 | 0 | FALSE |  |  | 0
45.16 |  | Strobe horn w/black box - SH-HSIR | Shield | SH-HSIR | Nos | 1 | 57 | 57 | 0 | 57 | 0 | FALSE |  |  | 0
45.17 |  | Xenon/Strobe light w/black box - SH-STIR | Shield | SH-STIR | Nos | 1 | 47 | 47 | 0 | 47 | 0 | FALSE |  |  | 0
45.18 |  | Warning Sign |  |  | Nos | 1 | 60 | 60 | 0 | 60 | 0 | FALSE |  |  | 0
46 |  | Co2 SYSTEM - 33KV SWGR @ SECOND FLOOR |  |  |  | 0 | 0 | 0 | 0 | 0 | 0 | FALSE |  |  | 0
46.1 |  | 45 Kg Co2 cylinder - 12 VDC c/w solenoid head valve B04390054, bracket and trimmings, filled w/ 45kg.Co2 gas | NAFFCO | NCS45 | Nos | 2 | 586 | 586 | 0 | 1172 | 0 | FALSE |  |  | 0
46.2 |  | 45 Kg Co2 cylinder c/w differential head valve B04800121, bracket and trimmings, filled w/ 45kg.Co2 gas | NAFFCO | NCS45 | Nos | 3 | 435 | 435 | 0 | 1305 | 0 | FALSE |  |  | 0
46.3 |  | MANUAL / PNEUMATIC RELEASE DEVICE - B04420065 | NAFFCO | B04420065 | Nos | 1 | 57 | 57 | 0 | 57 | 0 | FALSE |  |  | 0
46.4 |  | PNEUMATIC RELEASE DEVICE | NAFFCO | B04420066 | Nos | 2 | 47 | 47 | 0 | 94 | 0 | FALSE |  |  | 0
46.5 |  | Flexible Hose (Discharge) w/ Check Valve | NAFFCO | NHC 18 + B04600008 | Nos | 5 | 199 | 199 | 0 | 995 | 0 | FALSE |  |  | 0
46.6 |  | Flexible Hose, 500mm (To Pneumatic Cylinder) | NAFFCO | B06920213-NF | Nos | 2 | 38 | 38 | 0 | 76 | 0 | FALSE |  |  | 0
46.7 |  | Flexible Hose, 700mm (Pneumatic Cylinder To Manifold) | NAFFCO | B06920212-NF | Nos | 1 | 38 | 38 | 0 | 38 | 0 | FALSE |  |  | 0
46.8 |  | ADAPTOR - 029510006-NF |  | 029510006-NF | Nos | 6 | 10 | 10 | 0 | 60 | 0 | FALSE |  |  | 0
46.9 |  | Manifold for 5 Cylinder | NAFFCO | NFCO2-267-SRM5 | Nos | 1 | 133 | 133 | 0 | 133 | 0 | FALSE |  |  | 0
46.10 |  | Rack Assembly for 5 Cylinders | NAFFCO | NFCO2-RA02-005F | Nos | 1 | 266 | 266 | 0 | 266 | 0 | FALSE |  |  | 0
46.11 |  | Discharge Nozzle | NAFFCO | - | Nos | 3 | 100 | 100 | 0 | 300 | 0 | FALSE |  |  | 0
46.12 |  | Discharge Pressure Switch | NAFFCO | 028250050 - NF | Nos | 1 | 286 | 286 | 0 | 286 | 0 | FALSE |  |  | 0
46.13 |  | Safety Device - 29730039 | NAFFCO | 29730039 | Nos | 1 | 299 | 299 | 0 | 299 | 0 | FALSE |  |  | 0
46.14 |  | Bleed Valve - 029730040-NF | NAFFCO | 029730040-NF | Nos | 1 | 70 | 70 | 0 | 70 | 0 | FALSE |  |  | 0
46.15 |  | EXTINGUISHING CONTROL PANEL - A-XT Shield (2) Detection Zone (1) Release area c/w 24 VDC Back-up battery | Shield | AXT | Nos | 1 | 997 | 997 | 0 | 997 | 0 | FALSE |  |  | 0
46.16 |  | Optical Smoke detector w/base - S-C2011 | Shield | S-C2011 | Nos | 2 | 20 | 20 | 0 | 40 | 0 | FALSE |  |  | 0
46.17 |  | Bell. 6'' w/black box - FB-100C6 | Shield | FB-100C6 | Nos | 1 | 33 | 33 | 0 | 33 | 0 | FALSE |  |  | 0
46.18 |  | Strobe horn w/black box - SH-HSIR | Shield | SH-HSIR | Nos | 1 | 57 | 57 | 0 | 57 | 0 | FALSE |  |  | 0
46.19 |  | Xenon/Strobe light w/black box - SH-STIR | Shield | SH-STIR | Nos | 1 | 47 | 47 | 0 | 47 | 0 | FALSE |  |  | 0
46.20 |  | Warning Sign |  |  | Nos | 1 | 60 | 60 | 0 | 60 | 0 | FALSE |  |  | 0
47 |  | DDP CHARGES TO ERBIL |  |  | Nos | 1 | 33700 | 33700 | 0 | 33700 | 0 | FALSE |  |  | 0