## For Upload
SLNO | ItemCode | ItemName | Brand | Model | UOM | Qty | UnitPriceAED | UnitPrice | Margin | Amount | Unitweight | Optional | COO | DeliveryStatus | CRMProductId | CRMProduct
1 |  | FOAM SPRINKLER SYSTEM |  |  |  | 0 | 0 | 0 | 0 | 0 | 0 | FALSE |  |  | 0 | NULL
1.1 |  | EMERGENCY DIESEL GENERATOR (LV+MV) |  |  |  | 0 | 0 | 0 | 0 | 0 | 0 | FALSE |  |  | 0 | NULL
1.1.1 | 10450515350 | FOAM BLADDER TANK, VERTICAL TYPE, CAPACITY: 500 GLN, RED COLOUR, UL LISTED - NAFFCO, UAE. | NAFFCO |  | SET | 1 | 36500 | 9946 | 0 | 9946 | 0 | FALSE |  |  | 0 | NULL
1.1.2 |  | AFFF FOAM CONCENTRATE - 3% | NAFFCO | NF3F-C6-AFFF | GALLONS | 581 | 37.85 | 11 | 0 | 6391 | 0 | FALSE |  |  | 0 | NULL
1.1.3 |  | 200 MM ELECTRICALLY ACTUATED PRESSURE REDUCING VALVE COMPLETE WITH: - BODY PATTERN: GLOBE; END CONNECTON: ANSI300FF - BODY/BONNET: DUCTILE IRON; COATING: HIGH BUILT, EPOXY COATING; TUBING & FITTING: SS; ELASTOMERS: NEOPRENE - COMPONENTS INCLUDE: SS BALL VALVES, Y-STRAINER, CHECK VALVE, PRESSURE GAUGES, PRESSURE TRANSMITTER - PROVISION: ALARM TRIM, WATER GONG, SOLENOID: 24VDC EX. PROOF | OCV | DE\EL\PR-PI | SET | 1 | 37551.44 | 10232 | 0 | 10232 | 0 | FALSE |  |  | 0 | NULL
1.1.4 |  | EXPLOSION PROOF PUSH BUTTON | E2S | STEXCPCP8PT-S-D-L-A-S-3-A1-R | NOS | 1 | 4750 | 1295 | 0 | 1295 | 0 | FALSE |  |  | 0 | NULL
1.1.5 | 11000108707 | OS&Y GATE VALVE 8" CLASS 125 FLANGED, 300 PSI WORKING UL/ULC/FM APPROVED-SHIELD | SHIELD | SD-OSY300FF-D | NOS | 2 | 1700 | 464 | 0 | 928 | 0 | FALSE |  |  | 0 | NULL
1.1.6 | 10559022710 | TAMPER SWITCH (SUPERVISORY) WITH 1 X SPDT CONTACT FOR GATE VALVES, MODEL: SD-SVS OSY-1, UL/FM APPROVED - SHIELD | SHIELD | SD-SVS-OSY-1 | NOS | 2 | 167 | 46 | 0 | 92 | 0 | FALSE |  |  | 0 | NULL
1.1.7 | 11222508780 | Y-STRAINER 8" CLASS 150 BOTH FLANGED ENDS, 300 PSI WORKING UL/ULC APPROVED WITH LISTED - FLANGED X FLANGED SS304 SCREEN -SHIELD | SHIELD | SD-YS300FF-D | NOS | 1 | 1670 | 456 | 0 | 456 | 0 | FALSE |  |  | 0 | NULL
1.1.8 | 11143011350 | FOAM CONCENTRATE CONTROL VALVE SS, 2' (50NB) WATER POWERED - NEW | NAFFCO | NF-WPV | SET | 1 | 2750 | 750 | 0 | 750 | 0 | FALSE |  |  | 0 | NULL
1.1.9 | 10556775100 | FOAM-WATER SPRINKLER 1/2 INCH BSPT BRONZE | NAFFCO | NH500 | NOS | 84 | 160 | 44 | 0 | 3696 | 0 | FALSE |  |  | 0 | NULL
1.2 |  | DIESEL ENGINE FIRE PUMP GAS OIL STORAGE TANK |  |  |  | 0 | 0 | 0 | 0 | 0 | 0 | FALSE |  |  | 0 | NULL
1.2.1 | 10450515330 | FOAM BLADDER TANK, VERTICAL TYPE, CAPACITY: 300 GLN, RED COLOUR, UL LISTED - NAFFCO, UAE. | NAFFCO |  | SET | 1 | 29500 | 8039 | 0 | 8039 | 0 | FALSE |  |  | 0 | NULL
1.2.2 |  | AFFF FOAM CONCENTRATE - 3% | NAFFCO | NF3F-C6-AFFF | GALLONS | 300 | 37.85 | 11 | 0 | 3300 | 0 | FALSE |  |  | 0 | NULL
1.2.3 |  | 80 MM ELECTRICALLY ACTUATED PRESSURE REDUCING VALVE COMPLETE WITH: - BODY PATTERN: GLOBE; END CONNECTON: ANSI300FF - BODY/BONNET: DUCTILE IRON; COATING: HIGH BUILT, EPOXY COATING; TUBING & FITTING: SS; ELASTOMERS: NEOPRENE - COMPONENTS INCLUDE: SS BALL VALVES, Y-STRAINER, CHECK VALVE, PRESSURE GAUGES, PRESSURE TRANSMITTER - PROVISION: ALARM TRIM, WATER GONG, SOLENOID: 24VDC EX. PROOF | OCV | DE\EL\PR-PI | SET | 1 | 19847.36 | 5408 | 0 | 5408 | 0 | FALSE |  |  | 0 | NULL
1.2.4 |  | EXPLOSION PROOF PUSH BUTTON | E2S | STEXCPCP8PT-S-D-L-A-S-3-A1-R | NOS | 1 | 4750 | 1295 | 0 | 1295 | 0 | FALSE |  |  | 0 | NULL
1.2.5 | 11000108587 | OS&Y GATE VALVE 3" CLASS 125 FLANGED, 300 PSI WORKING UL/ULC/FM APPROVED-SHIELD | SHIELD | SD-OSY300FF-D | NOS | 2 | 540 | 148 | 0 | 296 | 0 | FALSE |  |  | 0 | NULL
1.2.6 | 10559022710 | TAMPER SWITCH (SUPERVISORY) WITH 1 X SPDT CONTACT FOR GATE VALVES, MODEL: SD-SVS OSY-1, UL/FM APPROVED - SHIELD | SHIELD | SD-SVS-OSY-1 | NOS | 2 | 167 | 46 | 0 | 92 | 0 | FALSE |  |  | 0 | NULL
1.2.7 | 11222508730 | Y-STRAINER 3" CLASS 150 BOTH FLANGED ENDS, 300 PSI WORKING UL/ULC APPROVED WITH LISTED - FLANGED X FLANGED SS304 SCREEN -SHIELD | SHIELD | SD-YS300FF-D | NOS | 1 | 320 | 88 | 0 | 88 | 0 | FALSE |  |  | 0 | NULL
1.2.8 | 11143011350 | FOAM CONCENTRATE CONTROL VALVE SS, 2' (50NB) WATER POWERED - NEW | NAFFCO | NF-WPV | SET | 1 | 2750 | 750 | 0 | 750 | 0 | FALSE |  |  | 0 | NULL
1.2.9 | 10556775100 | FOAM-WATER SPRINKLER 1/2 INCH BSPT BRONZE | NAFFCO | NH500 | NOS | 12 | 160 | 44 | 0 | 528 | 0 | FALSE |  |  | 0 | NULL
1.3 |  | GAS OIL TREATMENT SKID & FORWARDING PUMP ROOM (2 SKIDS) |  |  |  | 0 | 0 | 0 | 0 | 0 | 0 | FALSE |  |  | 0 | NULL
1.3.1 | 10450515330 | ATMOSPHERIC FOAM STORAGE TANK- VERTICAL, CAPACITY: 350GAL, MATERIAL: SS, MAKE: NAFFCO (2 NOS) COMPLETE WITH ALL ACCESSORIES AS PER BELOW ALL MOUNTED IN A SKID | NAFFCO |  | LOT | 1 | 669403 | 182399 | 0 | 182399 | 0 | FALSE |  |  | 0 | NULL
1.3.1.1 |  | FOAM PUMP - BRONZE UL LISTED, 30 GPM AT 174 PSI, 1500 RPM 1" X 1" NPT THREADED INLET X OUTLET, DRIVE SHAFT W/KEY, MODEL: NF-FP-30 (2 NOS) |  |  |  | 0 | 0 | 0 | 0 | 0 | 0 | FALSE |  |  | 0 | NULL
1.3.1.2 |  | DIESEL ENGINE- JU6R-UFAA29 (92HP NET @1470RPM) UL-FM LISTED ENGINE, 12V ETS, RADIATOR COOLED - CLARKE (2 NOS) |  |  |  | 0 | 0 | 0 | 0 | 0 | 0 | FALSE |  |  | 0 | NULL
1.3.1.3 |  | DIESEL ENGINE CONTROLLER MODEL: NFY-DM1-F; 12 VDC UL/FM APPROVED NAFFCO NEMA-2 (2 NOS) |  |  |  | 0 | 0 | 0 | 0 | 0 | 0 | FALSE |  |  | 0 | NULL
1.3.1.4 |  | DIESEL TANK - 100GAL (2 NOS) |  |  |  | 0 | 0 | 0 | 0 | 0 | 0 | FALSE |  |  | 0 | NULL
1.3.1.5 |  | PRESSURE RELIEF VALVE 3/4" X 1" (SET PRESSURE 225PSI) (2 NOS) |  |  |  | 0 | 0 | 0 | 0 | 0 | 0 | FALSE |  |  | 0 | NULL
1.3.1.6 |  | PRESSURE SUSTAINING VALVE- 1-1/2" (1 NO) |  |  |  | 0 | 0 | 0 | 0 | 0 | 0 | FALSE |  |  | 0 | NULL
1.3.1.7 |  | 2'' PRESSURE VACUUM RELIEF VALVE (2 NOS) |  |  |  | 0 | 0 | 0 | 0 | 0 | 0 | FALSE |  |  | 0 | NULL
1.3.1.8 |  | 6" INLINE BALANCED PRESSURE FOAM PROPORTIONER WAFER TYPE WITH MANUAL OVERRIDE BRONZE - UL LISTED, MODEL: NFIBP-B (1 NO) |  |  |  | 0 | 0 | 0 | 0 | 0 | 0 | FALSE |  |  | 0 | NULL
1.3.1.9 |  | WATER POWERED BALL VALVE 2" WITH VISUAL INDICATOR SS , MODEL: NF-WPV (1 NO) |  |  |  | 0 | 0 | 0 | 0 | 0 | 0 | FALSE |  |  | 0 | NULL
1.3.1.10 |  | SKID & PIPING (LOT) |  |  |  | 0 | 0 | 0 | 0 | 0 | 0 | FALSE |  |  | 0 | NULL
1.3.2 |  | AFFF FOAM CONCENTRATE - 3% | NAFFCO | NF3F-C6-AFFF | GALLONS | 700 | 37.85 | 11 | 0 | 7700 | 0 | FALSE |  |  | 0 | NULL
1.3.3 |  | 150 MM ELECTRICALLY ACTUATED PRESSURE REDUCING VALVE COMPLETE WITH: - BODY PATTERN: GLOBE; END CONNECTON: ANSI300FF - BODY/BONNET: DUCTILE IRON; COATING: HIGH BUILT, EPOXY COATING; TUBING & FITTING: SS; ELASTOMERS: NEOPRENE - COMPONENTS INCLUDE: SS BALL VALVES, Y-STRAINER, CHECK VALVE, PRESSURE GAUGES, PRESSURE TRANSMITTER - PROVISION: ALARM TRIM, WATER GONG, SOLENOID: 24VDC EX. PROOF | OCV | DE\EL\PR-PI | SET | 1 | 23543.05 | 6415 | 0 | 6415 | 0 | FALSE |  |  | 0 | NULL
1.3.4 |  | EXPLOSION PROOF PUSH BUTTON | E2S | STEXCPCP8PT-S-D-L-A-S-3-A1-R | NOS | 1 | 4750 | 1295 | 0 | 1295 | 0 | FALSE |  |  | 0 | NULL
1.3.5 | 11000108657 | OS&Y GATE VALVE 6" CLASS 125 FLANGED, 300 PSI WORKING UL/ULC/FM APPROVED-SHIELD | SHIELD | SD-OSY300FF-D | NOS | 2 | 1070 | 292 | 0 | 584 | 0 | FALSE |  |  | 0 | NULL
1.3.6 | 10559022710 | TAMPER SWITCH (SUPERVISORY) WITH 1 X SPDT CONTACT FOR GATE VALVES, MODEL: SD-SVS OSY-1, UL/FM APPROVED - SHIELD | SHIELD | SD-SVS-OSY-1 | NOS | 2 | 167 | 46 | 0 | 92 | 0 | FALSE |  |  | 0 | NULL
1.3.7 | 11222508760 | Y-STRAINER 6" CLASS 150 BOTH FLANGED ENDS, 300 PSI WORKING UL/ULC APPROVED WITH LISTED - FLANGED X FLANGED SS304 SCREEN -SHIELD | SHIELD | SD-YS300FF-D | NOS | 1 | 980 | 268 | 0 | 268 | 0 | FALSE |  |  | 0 | NULL
1.3.8 | 11143011350 | FOAM CONCENTRATE CONTROL VALVE SS, 2' (50NB) WATER POWERED - NEW | NAFFCO | NF-WPV | SET | 1 | 2750 | 750 | 0 | 750 | 0 | FALSE |  |  | 0 | NULL
1.3.9 | 10556775100 | FOAM-WATER SPRINKLER 1/2 INCH BSPT BRONZE | NAFFCO | NH500 | NOS | 50 | 160 | 44 | 0 | 2200 | 0 | FALSE |  |  | 0 | NULL
1.4 |  | GAS TURBINE 1 & 2 / DUAL FUEL MODULE 1 & 2 (4 SETS) |  |  |  | 0 | 0 | 0 | 0 | 0 | 0 | FALSE |  |  | 0 | NULL
1.4.1 | 10450515330 | FOAM BLADDER TANK, VERTICAL TYPE, CAPACITY: 300 GLN, RED COLOUR, UL LISTED - NAFFCO, UAE. | NAFFCO |  | SET | 4 | 29500 | 8039 | 0 | 32156 | 0 | FALSE |  |  | 0 | NULL
1.4.2 |  | AFFF FOAM CONCENTRATE - 3% | NAFFCO | NF3F-C6-AFFF | GALLONS | 1200 | 37.85 | 11 | 0 | 13200 | 0 | FALSE |  |  | 0 | NULL
1.4.3 |  | 100 MM ELECTRICALLY ACTUATED PRESSURE REDUCING VALVE COMPLETE WITH: - BODY PATTERN: GLOBE; END CONNECTON: ANSI300FF - BODY/BONNET: DUCTILE IRON; COATING: HIGH BUILT, EPOXY COATING; TUBING & FITTING: SS; ELASTOMERS: NEOPRENE - COMPONENTS INCLUDE: SS BALL VALVES, Y-STRAINER, CHECK VALVE, PRESSURE GAUGES, PRESSURE TRANSMITTER - PROVISION: ALARM TRIM, WATER GONG, SOLENOID: 24VDC EX. PROOF | OCV | DE\EL\PR-PI | SET | 4 | 20339.14 | 5542 | 0 | 22168 | 0 | FALSE |  |  | 0 | NULL
1.4.4 |  | EXPLOSION PROOF PUSH BUTTON | E2S | STEXCPCP8PT-S-D-L-A-S-3-A1-R | NOS | 4 | 4750 | 1295 | 0 | 5180 | 0 | FALSE |  |  | 0 | NULL
1.4.5 | 11000108607 | OS&Y GATE VALVE 4" CLASS 125 FLANGED, 300 PSI WORKING UL/ULC/FM APPROVED-SHIELD | SHIELD | SD-OSY300FF-D | NOS | 8 | 590 | 161 | 0 | 1288 | 0 | FALSE |  |  | 0 | NULL
1.4.6 | 10559022710 | TAMPER SWITCH (SUPERVISORY) WITH 1 X SPDT CONTACT FOR GATE VALVES, MODEL: SD-SVS OSY-1, UL/FM APPROVED - SHIELD | SHIELD | SD-SVS-OSY-1 | NOS | 8 | 167 | 46 | 0 | 368 | 0 | FALSE |  |  | 0 | NULL
1.4.7 | 11222508740 | Y-STRAINER 4" CLASS 150 BOTH FLANGED ENDS, 300 PSI WORKING UL/ULC APPROVED WITH LISTED - FLANGED X FLANGED SS304 SCREEN -SHIELD | SHIELD | SD-YS300FF-D | NOS | 4 | 550 | 150 | 0 | 600 | 0 | FALSE |  |  | 0 | NULL
1.4.8 | 11143011350 | FOAM CONCENTRATE CONTROL VALVE SS, 2' (50NB) WATER POWERED - NEW | NAFFCO | NF-WPV | SET | 4 | 2750 | 750 | 0 | 3000 | 0 | FALSE |  |  | 0 | NULL
1.4.9 | 10556775100 | FOAM-WATER SPRINKLER 1/2 INCH BSPT BRONZE | NAFFCO | NH500 | NOS | 96 | 160 | 44 | 0 | 4224 | 0 | FALSE |  |  | 0 | NULL
1.5 |  | GAS TURBINE 1 & 2 / BASE MODULE 1 & 2 (4 SETS) |  |  |  | 0 | 0 | 0 | 0 | 0 | 0 | FALSE |  |  | 0 | NULL
1.5.1 | 10450515330 | FOAM BLADDER TANK, VERTICAL TYPE, CAPACITY: 300 GLN, RED COLOUR, UL LISTED - NAFFCO, UAE. | NAFFCO |  | SET | 4 | 29500 | 8039 | 0 | 32156 | 0 | FALSE |  |  | 0 | NULL
1.5.2 |  | AFFF FOAM CONCENTRATE - 3% | NAFFCO | NF3F-C6-AFFF | GALLONS | 1200 | 37.85 | 11 | 0 | 13200 | 0 | FALSE |  |  | 0 | NULL
1.5.3 |  | 80 MM ELECTRICALLY ACTUATED PRESSURE REDUCING VALVE COMPLETE WITH: - BODY PATTERN: GLOBE; END CONNECTON: ANSI300FF - BODY/BONNET: DUCTILE IRON; COATING: HIGH BUILT, EPOXY COATING; TUBING & FITTING: SS; ELASTOMERS: NEOPRENE - COMPONENTS INCLUDE: SS BALL VALVES, Y-STRAINER, CHECK VALVE, PRESSURE GAUGES, PRESSURE TRANSMITTER - PROVISION: ALARM TRIM, WATER GONG, SOLENOID: 24VDC EX. PROOF | OCV | DE\EL\PR-PI | SET | 4 | 19847.36 | 5408 | 0 | 21632 | 0 | FALSE |  |  | 0 | NULL
1.5.4 |  | EXPLOSION PROOF PUSH BUTTON | E2S | STEXCPCP8PT-S-D-L-A-S-3-A1-R | NOS | 4 | 4750 | 1295 | 0 | 5180 | 0 | FALSE |  |  | 0 | NULL
1.5.5 | 11000108587 | OS&Y GATE VALVE 3" CLASS 125 FLANGED, 300 PSI WORKING UL/ULC/FM APPROVED-SHIELD | SHIELD | SD-OSY300FF-D | NOS | 8 | 540 | 148 | 0 | 1184 | 0 | FALSE |  |  | 0 | NULL
1.5.6 | 10559022710 | TAMPER SWITCH (SUPERVISORY) WITH 1 X SPDT CONTACT FOR GATE VALVES, MODEL: SD-SVS OSY-1, UL/FM APPROVED - SHIELD | SHIELD | SD-SVS-OSY-1 | NOS | 8 | 167 | 46 | 0 | 368 | 0 | FALSE |  |  | 0 | NULL
1.5.7 | 11222508730 | Y-STRAINER 3" CLASS 150 BOTH FLANGED ENDS, 300 PSI WORKING UL/ULC APPROVED WITH LISTED - FLANGED X FLANGED SS304 SCREEN -SHIELD | SHIELD | SD-YS300FF-D | NOS | 4 | 320 | 88 | 0 | 352 | 0 | FALSE |  |  | 0 | NULL
1.5.8 | 11143011350 | FOAM CONCENTRATE CONTROL VALVE SS, 2' (50NB) WATER POWERED - NEW | NAFFCO | NF-WPV | SET | 4 | 2750 | 750 | 0 | 3000 | 0 | FALSE |  |  | 0 | NULL
1.5.9 |  | MV SPRAY NOZZLE 1/2" BSPT/NPT BRASS FINISH, K-FACTOR: 41, UL LISTED -SHIELD | SHIELD | SDMV-A | NOS | 64 | 28.4 | 8 | 0 | 512 | 0 | FALSE |  |  | 0 | NULL
1.6 |  | GAS TURBINE 1 & 2 / SEAL OIL SKID & H2 DRYER / GAS SKID (4 SETS) |  |  |  | 0 | 0 | 0 | 0 | 0 | 0 | FALSE |  |  | 0 | NULL
1.6.1 | 10450515330 | FOAM BLADDER TANK, VERTICAL TYPE, CAPACITY: 300 GLN, RED COLOUR, UL LISTED - NAFFCO, UAE. | NAFFCO |  | SET | 4 | 29500 | 8039 | 0 | 32156 | 0 | FALSE |  |  | 0 | NULL
1.6.2 |  | AFFF FOAM CONCENTRATE - 3% | NAFFCO | NF3F-C6-AFFF | GALLONS | 1200 | 37.85 | 11 | 0 | 13200 | 0 | FALSE |  |  | 0 | NULL
1.6.3 |  | 80 MM ELECTRICALLY ACTUATED PRESSURE REDUCING VALVE COMPLETE WITH: - BODY PATTERN: GLOBE; END CONNECTON: ANSI300FF - BODY/BONNET: DUCTILE IRON; COATING: HIGH BUILT, EPOXY COATING; TUBING & FITTING: SS; ELASTOMERS: NEOPRENE - COMPONENTS INCLUDE: SS BALL VALVES, Y-STRAINER, CHECK VALVE, PRESSURE GAUGES, PRESSURE TRANSMITTER - PROVISION: ALARM TRIM, WATER GONG, SOLENOID: 24VDC EX. PROOF | OCV | DE\EL\PR-PI | SET | 4 | 19847.36 | 5408 | 0 | 21632 | 0 | FALSE |  |  | 0 | NULL
1.6.4 |  | EXPLOSION PROOF PUSH BUTTON | E2S | STEXCPCP8PT-S-D-L-A-S-3-A1-R | NOS | 4 | 4750 | 1295 | 0 | 5180 | 0 | FALSE |  |  | 0 | NULL
1.6.5 | 11000108587 | OS&Y GATE VALVE 3" CLASS 125 FLANGED, 300 PSI WORKING UL/ULC/FM APPROVED-SHIELD | SHIELD | SD-OSY300FF-D | NOS | 8 | 540 | 148 | 0 | 1184 | 0 | FALSE |  |  | 0 | NULL
1.6.6 | 10559022710 | TAMPER SWITCH (SUPERVISORY) WITH 1 X SPDT CONTACT FOR GATE VALVES, MODEL: SD-SVS OSY-1, UL/FM APPROVED - SHIELD | SHIELD | SD-SVS-OSY-1 | NOS | 8 | 167 | 46 | 0 | 368 | 0 | FALSE |  |  | 0 | NULL
1.6.7 | 11222508730 | Y-STRAINER 3" CLASS 150 BOTH FLANGED ENDS, 300 PSI WORKING UL/ULC APPROVED WITH LISTED - FLANGED X FLANGED SS304 SCREEN -SHIELD | SHIELD | SD-YS300FF-D | NOS | 4 | 320 | 88 | 0 | 352 | 0 | FALSE |  |  | 0 | NULL
1.6.8 | 11143011350 | FOAM CONCENTRATE CONTROL VALVE SS, 2' (50NB) WATER POWERED - NEW | NAFFCO | NF-WPV | SET | 4 | 2750 | 750 | 0 | 3000 | 0 | FALSE |  |  | 0 | NULL
1.6.9 |  | MV SPRAY NOZZLE 1/2" BSPT/NPT BRASS FINISH, K-FACTOR: 41, UL LISTED -SHIELD | SHIELD | SDMV-A | NOS | 64 | 28.4 | 8 | 0 | 512 | 0 | FALSE |  |  | 0 | NULL
1.7 |  | STEAM TURBINE GENERATOR BEARING |  |  |  | 0 | 0 | 0 | 0 | 0 | 0 | FALSE |  |  | 0 | NULL
1.7.1 | 10450515330 | FOAM BLADDER TANK, VERTICAL TYPE, CAPACITY: 300 GLN, RED COLOUR, UL LISTED - NAFFCO, UAE. | NAFFCO |  | SET | 1 | 29500 | 8039 | 0 | 8039 | 0 | FALSE |  |  | 0 | NULL
1.7.2 |  | AFFF FOAM CONCENTRATE - 3% | NAFFCO | NF3F-C6-AFFF | GALLONS | 300 | 37.85 | 11 | 0 | 3300 | 0 | FALSE |  |  | 0 | NULL
1.7.3 |  | 80 MM ELECTRICALLY ACTUATED PRESSURE REDUCING VALVE COMPLETE WITH: - BODY PATTERN: GLOBE; END CONNECTON: ANSI300FF - BODY/BONNET: DUCTILE IRON; COATING: HIGH BUILT, EPOXY COATING; TUBING & FITTING: SS; ELASTOMERS: NEOPRENE - COMPONENTS INCLUDE: SS BALL VALVES, Y-STRAINER, CHECK VALVE, PRESSURE GAUGES, PRESSURE TRANSMITTER - PROVISION: ALARM TRIM, WATER GONG, SOLENOID: 24VDC EX. PROOF | OCV | DE\EL\PR-PI | SET | 1 | 19847.36 | 5408 | 0 | 5408 | 0 | FALSE |  |  | 0 | NULL
1.7.4 |  | EXPLOSION PROOF PUSH BUTTON | E2S | STEXCPCP8PT-S-D-L-A-S-3-A1-R | NOS | 1 | 4750 | 1295 | 0 | 1295 | 0 | FALSE |  |  | 0 | NULL
1.7.5 | 11000108587 | OS&Y GATE VALVE 3" CLASS 125 FLANGED, 300 PSI WORKING UL/ULC/FM APPROVED-SHIELD | SHIELD | SD-OSY300FF-D | NOS | 2 | 540 | 148 | 0 | 296 | 0 | FALSE |  |  | 0 | NULL
1.7.6 | 10559022710 | TAMPER SWITCH (SUPERVISORY) WITH 1 X SPDT CONTACT FOR GATE VALVES, MODEL: SD-SVS OSY-1, UL/FM APPROVED - SHIELD | SHIELD | SD-SVS-OSY-1 | NOS | 2 | 167 | 46 | 0 | 92 | 0 | FALSE |  |  | 0 | NULL
1.7.7 | 11222508730 | Y-STRAINER 3" CLASS 150 BOTH FLANGED ENDS, 300 PSI WORKING UL/ULC APPROVED WITH LISTED - FLANGED X FLANGED SS304 SCREEN -SHIELD | SHIELD | SD-YS300FF-D | NOS | 1 | 320 | 88 | 0 | 88 | 0 | FALSE |  |  | 0 | NULL
1.7.8 | 11143011350 | FOAM CONCENTRATE CONTROL VALVE SS, 2' (50NB) WATER POWERED - NEW | NAFFCO | NF-WPV | SET | 1 | 2750 | 750 | 0 | 750 | 0 | FALSE |  |  | 0 | NULL
1.7.9 |  | MV SPRAY NOZZLE 1/2" BSPT/NPT BRASS FINISH, K-FACTOR: 41, UL LISTED -SHIELD | SHIELD | SDMV-A | NOS | 10 | 28.4 | 8 | 0 | 80 | 0 | FALSE |  |  | 0 | NULL
1.8 |  | STEAM TURBINE SEAL OIL SKID |  |  |  | 0 | 0 | 0 | 0 | 0 | 0 | FALSE |  |  | 0 | NULL
1.8.1 | 10450515330 | FOAM BLADDER TANK, VERTICAL TYPE, CAPACITY: 300 GLN, RED COLOUR, UL LISTED - NAFFCO, UAE. | NAFFCO |  | SET | 1 | 29500 | 8039 | 0 | 8039 | 0 | FALSE |  |  | 0 | NULL
1.8.2 |  | AFFF FOAM CONCENTRATE - 3% | NAFFCO | NF3F-C6-AFFF | GALLONS | 300 | 37.85 | 11 | 0 | 3300 | 0 | FALSE |  |  | 0 | NULL
1.8.3 |  | 80 MM ELECTRICALLY ACTUATED PRESSURE REDUCING VALVE COMPLETE WITH: - BODY PATTERN: GLOBE; END CONNECTON: ANSI300FF - BODY/BONNET: DUCTILE IRON; COATING: HIGH BUILT, EPOXY COATING; TUBING & FITTING: SS; ELASTOMERS: NEOPRENE - COMPONENTS INCLUDE: SS BALL VALVES, Y-STRAINER, CHECK VALVE, PRESSURE GAUGES, PRESSURE TRANSMITTER - PROVISION: ALARM TRIM, WATER GONG, SOLENOID: 24VDC EX. PROOF | OCV | DE\EL\PR-PI | SET | 1 | 19847.36 | 5408 | 0 | 5408 | 0 | FALSE |  |  | 0 | NULL
1.8.4 |  | EXPLOSION PROOF PUSH BUTTON | E2S | STEXCPCP8PT-S-D-L-A-S-3-A1-R | NOS | 1 | 4750 | 1295 | 0 | 1295 | 0 | FALSE |  |  | 0 | NULL
1.8.5 | 11000108587 | OS&Y GATE VALVE 3" CLASS 125 FLANGED, 300 PSI WORKING UL/ULC/FM APPROVED-SHIELD | SHIELD | SD-OSY300FF-D | NOS | 2 | 540 | 148 | 0 | 296 | 0 | FALSE |  |  | 0 | NULL
1.8.6 | 10559022710 | TAMPER SWITCH (SUPERVISORY) WITH 1 X SPDT CONTACT FOR GATE VALVES, MODEL: SD-SVS OSY-1, UL/FM APPROVED - SHIELD | SHIELD | SD-SVS-OSY-1 | NOS | 2 | 167 | 46 | 0 | 92 | 0 | FALSE |  |  | 0 | NULL
1.8.7 | 11222508730 | Y-STRAINER 3" CLASS 150 BOTH FLANGED ENDS, 300 PSI WORKING UL/ULC APPROVED WITH LISTED - FLANGED X FLANGED SS304 SCREEN -SHIELD | SHIELD | SD-YS300FF-D | NOS | 1 | 320 | 88 | 0 | 88 | 0 | FALSE |  |  | 0 | NULL
1.8.8 | 11143011350 | FOAM CONCENTRATE CONTROL VALVE SS, 2' (50NB) WATER POWERED - NEW | NAFFCO | NF-WPV | SET | 1 | 2750 | 750 | 0 | 750 | 0 | FALSE |  |  | 0 | NULL
1.8.9 |  | MV SPRAY NOZZLE 1/2" BSPT/NPT BRASS FINISH, K-FACTOR: 41, UL LISTED -SHIELD | SHIELD | SDMV-A | NOS | 12 | 28.4 | 8 | 0 | 96 | 0 | FALSE |  |  | 0 | NULL
1.9 |  | STEAM TURBINE HALL LUBE OIL, MODULE WITH HYDRAULIC SUPPLY UNIT & HYDRAULIC SKID |  |  |  | 0 | 0 | 0 | 0 | 0 | 0 | FALSE |  |  | 0 | NULL
1.9.1 | 10450515330 | FOAM BLADDER TANK, VERTICAL TYPE, CAPACITY: 300 GLN, RED COLOUR, UL LISTED - NAFFCO, UAE. | NAFFCO |  | SET | 1 | 29500 | 8039 | 0 | 8039 | 0 | FALSE |  |  | 0 | NULL
1.9.2 |  | AFFF FOAM CONCENTRATE - 3% | NAFFCO | NF3F-C6-AFFF | GALLONS | 300 | 37.85 | 11 | 0 | 3300 | 0 | FALSE |  |  | 0 | NULL
1.9.3 |  | 150 MM ELECTRICALLY ACTUATED PRESSURE REDUCING VALVE COMPLETE WITH: - BODY PATTERN: GLOBE; END CONNECTON: ANSI300FF - BODY/BONNET: DUCTILE IRON; COATING: HIGH BUILT, EPOXY COATING; TUBING & FITTING: SS; ELASTOMERS: NEOPRENE - COMPONENTS INCLUDE: SS BALL VALVES, Y-STRAINER, CHECK VALVE, PRESSURE GAUGES, PRESSURE TRANSMITTER - PROVISION: ALARM TRIM, WATER GONG, SOLENOID: 24VDC EX. PROOF | OCV | DE\EL\PR-PI | SET | 1 | 23543.05 | 6415 | 0 | 6415 | 0 | FALSE |  |  | 0 | NULL
1.9.4 |  | EXPLOSION PROOF PUSH BUTTON | E2S | STEXCPCP8PT-S-D-L-A-S-3-A1-R | NOS | 1 | 4750 | 1295 | 0 | 1295 | 0 | FALSE |  |  | 0 | NULL
1.9.5 | 11000108657 | OS&Y GATE VALVE 6" CLASS 125 FLANGED, 300 PSI WORKING UL/ULC/FM APPROVED-SHIELD | SHIELD | SD-OSY300FF-D | NOS | 2 | 1070 | 292 | 0 | 584 | 0 | FALSE |  |  | 0 | NULL
1.9.6 | 10559022710 | TAMPER SWITCH (SUPERVISORY) WITH 1 X SPDT CONTACT FOR GATE VALVES, MODEL: SD-SVS OSY-1, UL/FM APPROVED - SHIELD | SHIELD | SD-SVS-OSY-1 | NOS | 2 | 167 | 46 | 0 | 92 | 0 | FALSE |  |  | 0 | NULL
1.9.7 | 11222508760 | Y-STRAINER 6" CLASS 150 BOTH FLANGED ENDS, 300 PSI WORKING UL/ULC APPROVED WITH LISTED - FLANGED X FLANGED SS304 SCREEN -SHIELD | SHIELD | SD-YS300FF-D | NOS | 1 | 980 | 268 | 0 | 268 | 0 | FALSE |  |  | 0 | NULL
1.9.8 | 11143011350 | FOAM CONCENTRATE CONTROL VALVE SS, 2' (50NB) WATER POWERED - NEW | NAFFCO | NF-WPV | SET | 1 | 2750 | 750 | 0 | 750 | 0 | FALSE |  |  | 0 | NULL
1.9.9 | 10556775100 | FOAM-WATER SPRINKLER 1/2 INCH BSPT BRONZE | NAFFCO | NH500 | NOS | 42 | 160 | 44 | 0 | 1848 | 0 | FALSE |  |  | 0 | NULL
1.1 |  | BOILER FEED PUMPS - LUBE OIL UNIT (3 NOS) |  |  |  | 0 | 0 | 0 | 0 | 0 | 0 | FALSE |  |  | 0 | NULL
1.10.1 | 10450515360 | FOAM BLADDER TANK, VERTICAL TYPE, CAPACITY: 600 GLN, RED COLOUR, UL LISTED - NAFFCO, UAE. | NAFFCO |  | SET | 1 | 40500 | 11036 | 0 | 11036 | 0 | FALSE |  |  | 0 | NULL
1.10.2 |  | AFFF FOAM CONCENTRATE - 3% | NAFFCO | NF3F-C6-AFFF | GALLONS | 653 | 37.85 | 11 | 0 | 7183 | 0 | FALSE |  |  | 0 | NULL
1.10.3 |  | 200 MM ELECTRICALLY ACTUATED PRESSURE REDUCING VALVE COMPLETE WITH: - BODY PATTERN: GLOBE; END CONNECTON: ANSI300FF - BODY/BONNET: DUCTILE IRON; COATING: HIGH BUILT, EPOXY COATING; TUBING & FITTING: SS; ELASTOMERS: NEOPRENE - COMPONENTS INCLUDE: SS BALL VALVES, Y-STRAINER, CHECK VALVE, PRESSURE GAUGES, PRESSURE TRANSMITTER - PROVISION: ALARM TRIM, WATER GONG, SOLENOID: 24VDC EX. PROOF | OCV | DE\EL\PR-PI | SET | 1 | 37551.44 | 10232 | 0 | 10232 | 0 | FALSE |  |  | 0 | NULL
1.10.4 |  | EXPLOSION PROOF PUSH BUTTON | E2S | STEXCPCP8PT-S-D-L-A-S-3-A1-R | NOS | 1 | 4750 | 1295 | 0 | 1295 | 0 | FALSE |  |  | 0 | NULL
1.10.5 | 11000108707 | OS&Y GATE VALVE 8" CLASS 125 FLANGED, 300 PSI WORKING UL/ULC/FM APPROVED-SHIELD | SHIELD | SD-OSY300FF-D | NOS | 2 | 1700 | 464 | 0 | 928 | 0 | FALSE |  |  | 0 | NULL
1.10.6 | 10559022710 | TAMPER SWITCH (SUPERVISORY) WITH 1 X SPDT CONTACT FOR GATE VALVES, MODEL: SD-SVS OSY-1, UL/FM APPROVED - SHIELD | SHIELD | SD-SVS-OSY-1 | NOS | 2 | 167 | 46 | 0 | 92 | 0 | FALSE |  |  | 0 | NULL
1.10.7 | 11222508780 | Y-STRAINER 8" CLASS 150 BOTH FLANGED ENDS, 300 PSI WORKING UL/ULC APPROVED WITH LISTED - FLANGED X FLANGED SS304 SCREEN -SHIELD | SHIELD | SD-YS300FF-D | NOS | 1 | 1670 | 456 | 0 | 456 | 0 | FALSE |  |  | 0 | NULL
1.10.8 | 11143011350 | FOAM CONCENTRATE CONTROL VALVE SS, 2' (50NB) WATER POWERED - NEW | NAFFCO | NF-WPV | SET | 1 | 2750 | 750 | 0 | 750 | 0 | FALSE |  |  | 0 | NULL
1.10.9 | 10556775100 | FOAM-WATER SPRINKLER 1/2 INCH BSPT BRONZE | NAFFCO | NH500 | NOS | 104 | 160 | 44 | 0 | 4576 | 0 | FALSE |  |  | 0 | NULL
1.11 |  | GAS OIL TANK - TANK DIA 37M & HEIGH 17M - 2 NOS |  |  |  | 0 | 0 | 0 | 0 | 0 | 0 | FALSE |  |  | 0 | NULL
1.11.1 |  | 150 MM ELECTRICALLY ACTUATED PRESSURE REDUCING VALVE COMPLETE WITH: - BODY PATTERN: GLOBE; END CONNECTON: ANSI300FF - BODY/BONNET: DUCTILE IRON; COATING: HIGH BUILT, EPOXY COATING; TUBING & FITTING: SS; ELASTOMERS: NEOPRENE - COMPONENTS INCLUDE: SS BALL VALVES, Y-STRAINER, CHECK VALVE, PRESSURE GAUGES, PRESSURE TRANSMITTER - PROVISION: ALARM TRIM, WATER GONG, SOLENOID: 24VDC EX. PROOF | OCV | DE\EL\PR-PI | SET | 8 | 23543.05 | 6415 | 0 | 51320 | 0 | FALSE |  |  | 0 | NULL
1.11.2 |  | EXPLOSION PROOF PUSH BUTTON | E2S | STEXCPCP8PT-S-D-L-A-S-3-A1-R | NOS | 8 | 4750 | 1295 | 0 | 10360 | 0 | FALSE |  |  | 0 | NULL
1.11.3 | 11000108657 | OS&Y GATE VALVE 6" CLASS 125 FLANGED, 300 PSI WORKING UL/ULC/FM APPROVED-SHIELD | SHIELD | SD-OSY300FF-D | NOS | 16 | 1070 | 292 | 0 | 4672 | 0 | FALSE |  |  | 0 | NULL
1.11.4 | 10559022710 | TAMPER SWITCH (SUPERVISORY) WITH 1 X SPDT CONTACT FOR GATE VALVES, MODEL: SD-SVS OSY-1, UL/FM APPROVED - SHIELD | SHIELD | SD-SVS-OSY-1 | NOS | 16 | 167 | 46 | 0 | 736 | 0 | FALSE |  |  | 0 | NULL
1.11.5 |  | MV SPRAY NOZZLE 1/2" BSPT/NPT BRASS FINISH, K-FACTOR: 35, UL LISTED -SHIELD | SHIELD | SDMV-A | NOS | 320 | 28.4 | 8 | 0 | 2560 | 0 | FALSE |  |  | 0 | NULL
1.11.6 |  | MV SPRAY NOZZLE 1/2" BSPT/NPT BRASS FINISH, K-FACTOR: 41, UL LISTED -SHIELD | SHIELD | SDMV-A | NOS | 150 | 28.4 | 8 | 0 | 1200 | 0 | FALSE |  |  | 0 | NULL
1.11.7 | 10550522079 | PENDENT SPRINKLER HEAD 1/2" 79 DEG,STD RESP, BRASS FINISH, UL/ULC LISTED/FM APPROVED | SHIELD | SD1010SR | NOS | 320 | 9 | 3 | 0 | 960 | 0 | FALSE |  |  | 0 | NULL
1.11.8 | 10452515600 | FOAM CHAMBER WITH SOLID DEFLECTOR MOC: CARBON STEEL 4" INLET & 8" OUTLET FLANGE, FLOW RATE: 158.5 TO 634 GPM @ 2.8 TO 7 BAR ORIFICE ASSEMBLY, STRAINER ASSEMBLY, FOAM MAKING CHAMBER, FOAM CHAMBER, INSPECTION COVER, DISCHARGE PIPE, OUTLET FLANGE & VAPOUR SEAL ASSEMBLY WITH STUD MOUNTING PAD | NAFFCO | NF-FC100 | SET | 6 | 3040 | 829 | 0 | 4974 | 0 | FALSE |  |  | 0 | NULL
1.11.9 |  | 200 MM ELECTRICALLY ACTUATED PRESSURE REDUCING VALVE COMPLETE WITH: - BODY PATTERN: GLOBE; END CONNECTON: ANSI300FF - BODY/BONNET: DUCTILE IRON; COATING: HIGH BUILT, EPOXY COATING; TUBING & FITTING: SS; ELASTOMERS: NEOPRENE - COMPONENTS INCLUDE: SS BALL VALVES, Y-STRAINER, CHECK VALVE, PRESSURE GAUGES, PRESSURE TRANSMITTER - PROVISION: ALARM TRIM, WATER GONG, SOLENOID: 24VDC EX. PROOF | OCV | DE\EL\PR-PI | SET | 2 | 37551.44 | 10232 | 0 | 20464 | 0 | FALSE |  |  | 0 | NULL
1.11.10 |  | EXPLOSION PROOF PUSH BUTTON | E2S | STEXCPCP8PT-S-D-L-A-S-3-A1-R | NOS | 2 | 4750 | 1295 | 0 | 2590 | 0 | FALSE |  |  | 0 | NULL
1.11.11 | 11000108707 | OS&Y GATE VALVE 8" CLASS 125 FLANGED, 300 PSI WORKING UL/ULC/FM APPROVED-SHIELD | SHIELD | SD-OSY300FF-D | NOS | 4 | 1700 | 464 | 0 | 1856 | 0 | FALSE |  |  | 0 | NULL
1.11.12 | 10559022710 | TAMPER SWITCH (SUPERVISORY) WITH 1 X SPDT CONTACT FOR GATE VALVES, MODEL: SD-SVS OSY-1, UL/FM APPROVED - SHIELD | SHIELD | SD-SVS-OSY-1 | NOS | 4 | 167 | 46 | 0 | 184 | 0 | FALSE |  |  | 0 | NULL
1.11.13 |  | ACCESSORIES TO MANIFOLD - 4 NOS. OF 150MM DV |  |  |  | 0 | 0 | 0 | 0 | 0 | 0 | FALSE |  |  | 0 | NULL
1.11.14 | 11000108757 | OS&Y GATE VALVE 10" CLASS 125 FLANGED, 300 PSI WORKING UL/ULC/FM APPROVED-SHIELD | SHIELD | SD-OSY300FF-D | NOS | 2 | 2510 | 684 | 0 | 1368 | 0 | FALSE |  |  | 0 | NULL
1.11.15 | 10559022710 | TAMPER SWITCH (SUPERVISORY) WITH 1 X SPDT CONTACT FOR GATE VALVES, MODEL: SD-SVS OSY-1, UL/FM APPROVED - SHIELD | SHIELD | SD-SVS-OSY-1 | NOS | 2 | 167 | 46 | 0 | 92 | 0 | FALSE |  |  | 0 | NULL
1.11.16 | 11222508800 | Y-STRAINER 10" CLASS 150 BOTH FLANGED ENDS, 300 PSI WORKING UL/ULC APPROVED WITH LISTED - FLANGED X FLANGED SS304 SCREEN -SHIELD | SHIELD | SD-YS300FF-D | NOS | 2 | 2620 | 714 | 0 | 1428 | 0 | FALSE |  |  | 0 | NULL
1.11.17 | 11000708050 | OS&Y GATE VALVE 2" BRONZE, 175 PSI, UL LISTED, MODEL: SDOSY-T 50, SHIELD | SHIELD | SDOSY-T | NOS | 2 | 510 | 139 | 0 | 278 | 0 | FALSE |  |  | 0 | NULL
1.11.18 |  | FABRICATION COST FOR MANIFOLD | NAFFCO | CUSTOM MADE | LOT | 2 | 3000 | 818 | 0 | 1636 | 0 | FALSE |  |  | 0 | NULL
1.11.19 |  | ACCESSORIES TO MANIFOLD - 2 NOS. OF 200MM DV |  |  |  | 0 | 0 | 0 | 0 | 0 | 0 | FALSE |  |  | 0 | NULL
1.11.20 | 11000108707 | OS&Y GATE VALVE 8" CLASS 125 FLANGED, 300 PSI WORKING UL/ULC/FM APPROVED-SHIELD | SHIELD | SD-OSY300FF-D | NOS | 1 | 1700 | 464 | 0 | 464 | 0 | FALSE |  |  | 0 | NULL
1.11.21 | 10559022710 | TAMPER SWITCH (SUPERVISORY) WITH 1 X SPDT CONTACT FOR GATE VALVES, MODEL: SD-SVS OSY-1, UL/FM APPROVED - SHIELD | SHIELD | SD-SVS-OSY-1 | NOS | 1 | 167 | 46 | 0 | 46 | 0 | FALSE |  |  | 0 | NULL
1.11.22 | 11222508780 | Y-STRAINER 8" CLASS 150 BOTH FLANGED ENDS, 300 PSI WORKING UL/ULC APPROVED WITH LISTED - FLANGED X FLANGED SS304 SCREEN -SHIELD | SHIELD | SD-YS300FF-D | NOS | 1 | 1670 | 456 | 0 | 456 | 0 | FALSE |  |  | 0 | NULL
1.11.23 | 11000708050 | OS&Y GATE VALVE 2" BRONZE, 175 PSI, UL LISTED, MODEL: SDOSY-T 50, SHIELD | SHIELD | SDOSY-T | NOS | 1 | 510 | 139 | 0 | 139 | 0 | FALSE |  |  | 0 | NULL
1.11.24 |  | FABRICATION COST FOR MANIFOLD | NAFFCO | CUSTOM MADE | LOT | 1 | 3000 | 818 | 0 | 818 | 0 | FALSE |  |  | 0 | NULL
2 |  | DYKE WALL PROTECTION & FOAM MONITOR SYSTEM |  |  |  | 0 | 0 | 0 | 0 | 0 | 0 | FALSE |  |  | 0 | NULL
2.1 |  | GAS OIL TANK - TANK DIA 37M & HEIGH 17M - 2 NOS |  |  |  | 0 | 0 | 0 | 0 | 0 | 0 | FALSE |  |  | 0 | NULL
2.1.1 |  | ATMOSPHERIC FOAM STORAGE TANK- HORIZONTAL, CAPACITY: 5100GAL, MATERIAL: SS, MAKE: NAFFCO (2 NOS) COMPLETE WITH ALL ACCESSORIES AS PER BELOW ALL MOUNTED IN A SKID | NAFFCO | CUSTOM MADE | LOT | 1 | 1165406 | 317550 | 0 | 317550 | 0 | FALSE |  |  | 0 | NULL
2.1.1.1 |  | FOAM PUMP - BRONZE UL LISTED, 151 GPM AT 203 PSI, 1500 RPM 3" X 3" FLANGED INLET X OUTLET, DRIVE SHAFT W/KEY, MODEL NF-FP-175 (2 NOS) |  |  |  | 0 | 0 | 0 | 0 | 0 | 0 | FALSE |  |  | 0 | NULL
2.1.1.2 |  | DIESEL ENGINE- JU6R-UFAA29 (92HP NET @1470RPM) UL-FM LISTED ENGINE, 12V ETS, RADIATOR COOLED - CLARKE (2 NOS) |  |  |  | 0 | 0 | 0 | 0 | 0 | 0 | FALSE |  |  | 0 | NULL
2.1.1.3 |  | DIESEL ENGINE CONTROLLER MODEL: NFY-DM1-F; 12 VDC UL/FM APPROVED NAFFCO NEMA-2 (2 NOS) |  |  |  | 0 | 0 | 0 | 0 | 0 | 0 | FALSE |  |  | 0 | NULL
2.1.1.4 |  | DIESEL TANK - 100GAL (2 NOS) |  |  |  | 0 | 0 | 0 | 0 | 0 | 0 | FALSE |  |  | 0 | NULL
2.1.1.5 |  | PRESSURE RELIEF VALVE 1½" X 2" (SET PRESSURE 218PSI) (2 NOS) |  |  |  | 0 | 0 | 0 | 0 | 0 | 0 | FALSE |  |  | 0 | NULL
2.1.1.6 |  | PRESSURE SUSTAINING VALVE- 2" (1 NO) |  |  |  | 0 | 0 | 0 | 0 | 0 | 0 | FALSE |  |  | 0 | NULL
2.1.1.7 |  | 4'' PRESSURE VACUUM RELIEF VALVE (2 NOS) |  |  |  | 0 | 0 | 0 | 0 | 0 | 0 | FALSE |  |  | 0 | NULL
2.1.1.8 |  | 8" INLINE BALANCED PRESSURE FOAM PROPORTIONER WAFER TYPE WITHOUT MANUAL OVERRIDE BRONZE - UL LISTED, MODEL: NFIBP-B (3 NO'S) |  |  |  | 0 | 0 | 0 | 0 | 0 | 0 | FALSE |  |  | 0 | NULL
2.1.1.9 |  | WATER POWERED BALL VALVE 2" WITH VISUAL INDICATOR SS , 2", MODEL: NF-WPV (3 NOS) |  |  |  | 0 | 0 | 0 | 0 | 0 | 0 | FALSE |  |  | 0 | NULL
2.1.1.10 |  | SKID & PIPING (LOT) |  |  |  | 0 | 0 | 0 | 0 | 0 | 0 | FALSE |  |  | 0 | NULL
2.1.2 |  | AFFF FOAM CONCENTRATE - 3% | NAFFCO | NF3F-C6-AFFF | GALLONS | 11220 | 37.85 | 11 | 0 | 123420 | 0 | FALSE |  |  | 0 | NULL
2.1.3 |  | 250 MM ELECTRICALLY ACTUATED PRESSURE REDUCING VALVE COMPLETE WITH: - BODY PATTERN: GLOBE; END CONNECTON: ANSI300FF - BODY/BONNET: DUCTILE IRON; COATING: HIGH BUILT, EPOXY COATING; TUBING & FITTING: SS; ELASTOMERS: NEOPRENE - COMPONENTS INCLUDE: SS BALL VALVES, Y-STRAINER, CHECK VALVE, PRESSURE GAUGES, PRESSURE TRANSMITTER - PROVISION: ALARM TRIM, WATER GONG, SOLENOID: 24VDC EX. PROOF | OCV | DE\EL\PR-PI | SET | 2 | 45000 | 12262 | 0 | 24524 | 0 | FALSE |  |  | 0 | NULL
2.1.4 |  | 200 MM ELECTRICALLY ACTUATED PRESSURE REDUCING VALVE COMPLETE WITH: - BODY PATTERN: GLOBE; END CONNECTON: ANSI300FF - BODY/BONNET: DUCTILE IRON; COATING: HIGH BUILT, EPOXY COATING; TUBING & FITTING: SS; ELASTOMERS: NEOPRENE - COMPONENTS INCLUDE: SS BALL VALVES, Y-STRAINER, CHECK VALVE, PRESSURE GAUGES, PRESSURE TRANSMITTER - PROVISION: ALARM TRIM, WATER GONG, SOLENOID: 24VDC EX. PROOF | OCV | DE\EL\PR-PI | SET | 1 | 37551.44 | 10232 | 0 | 10232 | 0 | FALSE |  |  | 0 | NULL
2.1.5 |  | EXPLOSION PROOF PUSH BUTTON | E2S | STEXCPCP8PT-S-D-L-A-S-3-A1-R | NOS | 3 | 4750 | 1295 | 0 | 3885 | 0 | FALSE |  |  | 0 | NULL
2.1.6 | 11000108707 | OS&Y GATE VALVE 8" CLASS 125 FLANGED, 300 PSI WORKING UL/ULC/FM APPROVED-SHIELD | SHIELD | SD-OSY300FF-D | NOS | 2 | 1700 | 464 | 0 | 928 | 0 | FALSE |  |  | 0 | NULL
2.1.7 | 11000108757 | OS&Y GATE VALVE 10" CLASS 125 FLANGED, 300 PSI WORKING UL/ULC/FM APPROVED-SHIELD | SHIELD | SD-OSY300FF-D | NOS | 4 | 2510 | 684 | 0 | 2736 | 0 | FALSE |  |  | 0 | NULL
2.1.8 | 10559022710 | TAMPER SWITCH (SUPERVISORY) WITH 1 X SPDT CONTACT FOR GATE VALVES, MODEL: SD-SVS OSY-1, UL/FM APPROVED - SHIELD | SHIELD | SD-SVS-OSY-1 | NOS | 6 | 167 | 46 | 0 | 276 | 0 | FALSE |  |  | 0 | NULL
2.1.9 | 11000108805 | OS&Y GATE VALVE 12" CLASS 125 FLANGED, 300 PSI WORKING UL/ULC/FM APPROVED-SHIELD | SHIELD | SD-OSY300FF-D | NOS | 1 | 4020 | 1096 | 0 | 1096 | 0 | FALSE |  |  | 0 | NULL
2.1.10 | 10559022710 | TAMPER SWITCH (SUPERVISORY) WITH 1 X SPDT CONTACT FOR GATE VALVES, MODEL: SD-SVS OSY-1, UL/FM APPROVED - SHIELD | SHIELD | SD-SVS-OSY-1 | NOS | 1 | 167 | 46 | 0 | 46 | 0 | FALSE |  |  | 0 | NULL
2.1.11 | 11222508820 | Y-STRAINER 12" CLASS 150 BOTH FLANGED ENDS, 300 PSI WORKING UL/ULC APPROVED WITH LISTED - FLANGED X FLANGED SS304 SCREEN -SHIELD | SHIELD | SD-YS300FF-D | NOS | 1 | 3550 | 968 | 0 | 968 | 0 | FALSE |  |  | 0 | NULL
2.1.12 |  | WATER POWERED OSCILLATING MONITOR - FOAM MONITOR - WATER WAY SIZE 3" INLET FLANGE SIZE 4" OUTLET SIZE 3" BSP (M)/3"NH(M) - FOAM NOZZLE - INLET FLANGE 3” BSP / 3” NH (F) BRONZE SUITABLE FOR NFM-400BZ / NFM-400SS - OSCILLATING UNIT - INLET FLANGE 4" SS304 SUITABLE FOR NFM 400SS | NAFFCO | NFM-400SS / NF-FFN750MI | SET | 8 | 28266 | 7702 | 0 | 61616 | 0 | FALSE |  |  | 0 | NULL
2.1.13 |  | 100 MM ELECTRICALLY ACTUATED PRESSURE REDUCING VALVE COMPLETE WITH: - BODY PATTERN: GLOBE; END CONNECTON: ANSI300FF - BODY/BONNET: DUCTILE IRON; COATING: HIGH BUILT, EPOXY COATING; TUBING & FITTING: SS; ELASTOMERS: NEOPRENE - COMPONENTS INCLUDE: SS BALL VALVES, Y-STRAINER, CHECK VALVE, PRESSURE GAUGES, PRESSURE TRANSMITTER - PROVISION: ALARM TRIM, WATER GONG, SOLENOID: 24VDC EX. PROOF | OCV | DE\EL\PR-PI | SET | 8 | 20339.14 | 5542 | 0 | 44336 | 0 | FALSE |  |  | 0 | NULL
2.1.14 |  | EXPLOSION PROOF PUSH BUTTON | E2S | STEXCPCP8PT-S-D-L-A-S-3-A1-R | NOS | 8 | 4750 | 1295 | 0 | 10360 | 0 | FALSE |  |  | 0 | NULL
2.1.15 | 11000108607 | OS&Y GATE VALVE 4" CLASS 125 FLANGED, 300 PSI WORKING UL/ULC/FM APPROVED-SHIELD | SHIELD | SD-OSY300FF-D | NOS | 16 | 590 | 161 | 0 | 2576 | 0 | FALSE |  |  | 0 | NULL
2.1.16 | 10559022710 | TAMPER SWITCH (SUPERVISORY) WITH 1 X SPDT CONTACT FOR GATE VALVES, MODEL: SD-SVS OSY-1, UL/FM APPROVED - SHIELD | SHIELD | SD-SVS-OSY-1 | NOS | 16 | 167 | 46 | 0 | 736 | 0 | FALSE |  |  | 0 | NULL
2.1.17 |  | DYKE WALL PROTECTION |  |  |  | 0 | 0 | 0 | 0 | 0 | 0 | FALSE |  |  | 0 | NULL
2.1.18 |  | 200 MM ELECTRICALLY ACTUATED PRESSURE REDUCING VALVE COMPLETE WITH: - BODY PATTERN: GLOBE; END CONNECTON: ANSI300FF - BODY/BONNET: DUCTILE IRON; COATING: HIGH BUILT, EPOXY COATING; TUBING & FITTING: SS; ELASTOMERS: NEOPRENE - COMPONENTS INCLUDE: SS BALL VALVES, Y-STRAINER, CHECK VALVE, PRESSURE GAUGES, PRESSURE TRANSMITTER - PROVISION: ALARM TRIM, WATER GONG, SOLENOID: 24VDC EX. PROOF | OCV | DE\EL\PR-PI | SET | 2 | 37551.44 | 10232 | 0 | 20464 | 0 | FALSE |  |  | 0 | NULL
2.1.19 |  | EXPLOSION PROOF PUSH BUTTON | E2S | STEXCPCP8PT-S-D-L-A-S-3-A1-R | NOS | 2 | 4750 | 1295 | 0 | 2590 | 0 | FALSE |  |  | 0 | NULL
2.1.20 | 11000108707 | OS&Y GATE VALVE 8" CLASS 125 FLANGED, 300 PSI WORKING UL/ULC/FM APPROVED-SHIELD | SHIELD | SD-OSY300FF-D | NOS | 4 | 1700 | 464 | 0 | 1856 | 0 | FALSE |  |  | 0 | NULL
2.1.21 | 10559022710 | TAMPER SWITCH (SUPERVISORY) WITH 1 X SPDT CONTACT FOR GATE VALVES, MODEL: SD-SVS OSY-1, UL/FM APPROVED - SHIELD | SHIELD | SD-SVS-OSY-1 | NOS | 4 | 167 | 46 | 0 | 184 | 0 | FALSE |  |  | 0 | NULL
2.1.22 |  | BUND POURER SHELL / NOZZLE / COUPLING: STAINLESS STEEL | NAFFCO | NF-1200P | NOS | 24 | 6500 | 1772 | 0 | 42528 | 0 | FALSE |  |  | 0 | NULL
2.1.23 |  | ACCESSORIES TO MANIFOLD - 2 NOS. OF 200MM DV |  |  |  | 0 | 0 | 0 | 0 | 0 | 0 | FALSE |  |  | 0 | NULL
2.1.24 | 11000108757 | OS&Y GATE VALVE 10" CLASS 125 FLANGED, 300 PSI WORKING UL/ULC/FM APPROVED-SHIELD | SHIELD | SD-OSY300FF-D | NOS | 1 | 2510 | 684 | 0 | 684 | 0 | FALSE |  |  | 0 | NULL
2.1.25 | 10559022710 | TAMPER SWITCH (SUPERVISORY) WITH 1 X SPDT CONTACT FOR GATE VALVES, MODEL: SD-SVS OSY-1, UL/FM APPROVED - SHIELD | SHIELD | SD-SVS-OSY-1 | NOS | 1 | 167 | 46 | 0 | 46 | 0 | FALSE |  |  | 0 | NULL
2.1.26 | 11222508800 | Y-STRAINER 10" CLASS 150 BOTH FLANGED ENDS, 300 PSI WORKING UL/ULC APPROVED WITH LISTED - FLANGED X FLANGED SS304 SCREEN -SHIELD | SHIELD | SD-YS300FF-D | NOS | 1 | 2620 | 714 | 0 | 714 | 0 | FALSE |  |  | 0 | NULL
2.1.27 | 11000708050 | OS&Y GATE VALVE 2" BRONZE, 175 PSI, UL LISTED, MODEL: SDOSY-T 50, SHIELD | SHIELD | SDOSY-T | NOS | 1 | 510 | 139 | 0 | 139 | 0 | FALSE |  |  | 0 | NULL
2.1.28 |  | FABRICATION COST FOR MANIFOLD | NAFFCO | CUSTOM MADE | LOT | 1 | 3000 | 818 | 0 | 818 | 0 | FALSE |  |  | 0 | NULL
3 |  | WATER SPRAY SYSTEM |  |  |  | 0 | 0 | 0 | 0 | 0 | 0 | FALSE |  |  | 0 | NULL
3.1 |  | HIGH VELOCITY WATER SPRAY SYSTEM - TRANSFORMER 1 TO 4 @ CW & CT SWITCHGEAR BUILDING (4 NOS) |  |  |  | 0 | 0 | 0 | 0 | 0 | 0 | FALSE |  |  | 0 | NULL
3.1.1 |  | 100 MM PNEUMATIC PILOT CONTROLLED PRESSURE REDUCING VALVE COMPLETE WITH: - BODY PATTERN: GLOBE; END CONNECTION: ANSI300 FF - BODY/BONNET: CAST STEEL; COATING: HIGH BUILT, EPOXY COATING; TUBING & FITTING: SS; ELASTOMERS: NEOPRENE - COMPONENTS INCLUDE: SS RESTICTORS, BALL VALVES, DRIP VALVE, Y-STRAINER, CHECK VALVES, PRESSURE GAUGES, PRESSURE SWITCH | OCV | 68P-DE/EL/PORV/PR | SET | 4 | 21014.42 | 5726 | 0 | 22904 | 0 | FALSE |  |  | 0 | NULL
3.1.2 |  | STAINLESS STEEL PANEL, SELF-STANDING TYPE 1000 X 1000 MM APPROXIMATED WITH FULL ENCLOSURE IN SS 316, 2-3MM THICK WITH 1/2" SS 316 TUBING WITH THE BELOW COMPONENTS INCLUDED: - AIR VESSEL 10 LITER, SS 316 DESIGNED AS PER ASME SEC VIII DIV 1 - 1 NO. - BALL VALVES, SS 316 - 4 NOS. - SOLENOID VLVES 316, ENERGIZE TO OPEN, 24V DC - 1 NO. - PRESSURE GAUGE, SS316, 150MM DIAL, 0 TO 25 BAR - 2 NOS. - PRESSURE SAFETY VALVE, SS 316 - 1 NO. - PRESSURE REGULATING VALVE, SS 316 - 1 NOS. - MANUAL RELEASE VALVE, SS 316 - 1 NOS. - CHECK VALVE, SS 316 - 2 NOS. |  |  | SET | 1 | 61901.89 | 16867 | 0 | 16867 | 0 | FALSE |  |  | 0 | NULL
3.1.3 |  | EXPLOSION PROOF PUSH BUTTON | E2S | STEXCPCP8PT-S-D-L-A-S-3-A1-R | NOS | 4 | 4750 | 1295 | 0 | 5180 | 0 | FALSE |  |  | 0 | NULL
3.1.4 | 11000108607 | OS&Y GATE VALVE 4" CLASS 125 FLANGED, 300 PSI WORKING UL/ULC/FM APPROVED-SHIELD | SHIELD | SD-OSY300FF-D | NOS | 8 | 590 | 161 | 0 | 1288 | 0 | FALSE |  |  | 0 | NULL
3.1.5 | 10559022710 | TAMPER SWITCH (SUPERVISORY) WITH 1 X SPDT CONTACT FOR GATE VALVES, MODEL: SD-SVS OSY-1, UL/FM APPROVED - SHIELD | SHIELD | SD-SVS-OSY-1 | NOS | 8 | 167 | 46 | 0 | 368 | 0 | FALSE |  |  | 0 | NULL
3.1.6 |  | HIGH VELOCITY WATER SPRAY NOZZLE 3/4" NPT, K-FACTOR: 23, 120 DEG. COVERAGE ANGLE | SHIELD | SDHV-AS | NOS | 152 | 70 | 20 | 0 | 3040 | 0 | FALSE |  |  | 0 | NULL
3.1.7 | 10550522079 | PENDENT SPRINKLER HEAD 1/2" 79 DEG,STD RESP, BRASS FINISH, UL/ULC LISTED/FM APPROVED | SHIELD | SD1010SR | NOS | 104 | 9 | 3 | 0 | 312 | 0 | FALSE |  |  | 0 | NULL
3.1.8 |  | ACCESSORIES TO MANIFOLD - 4 NOS. OF DV IN ONE MANIFOLD |  |  |  | 0 | 0 | 0 | 0 | 0 | 0 | FALSE |  |  | 0 | NULL
3.1.9 | 11000108657 | OS&Y GATE VALVE 6" CLASS 125 FLANGED, 300 PSI WORKING UL/ULC/FM APPROVED-SHIELD | SHIELD | SD-OSY300FF-D | NOS | 1 | 1070 | 292 | 0 | 292 | 0 | FALSE |  |  | 0 | NULL
3.1.10 | 10559022710 | TAMPER SWITCH (SUPERVISORY) WITH 1 X SPDT CONTACT FOR GATE VALVES, MODEL: SD-SVS OSY-1, UL/FM APPROVED - SHIELD | SHIELD | SD-SVS-OSY-1 | NOS | 1 | 167 | 46 | 0 | 46 | 0 | FALSE |  |  | 0 | NULL
3.1.11 | 11222508760 | Y-STRAINER 6" CLASS 150 BOTH FLANGED ENDS, 300 PSI WORKING UL/ULC APPROVED WITH LISTED - FLANGED X FLANGED SS304 SCREEN -SHIELD | SHIELD | SD-YS300FF-D | NOS | 1 | 980 | 268 | 0 | 268 | 0 | FALSE |  |  | 0 | NULL
3.1.12 | 11000708050 | OS&Y GATE VALVE 2" BRONZE, 175 PSI, UL LISTED, MODEL: SDOSY-T 50, SHIELD | SHIELD | SDOSY-T | NOS | 1 | 510 | 139 | 0 | 139 | 0 | FALSE |  |  | 0 | NULL
3.1.13 |  | FABRICATION COST FOR MANIFOLD | NAFFCO | CUSTOM MADE | LOT | 1 | 3000 | 818 | 0 | 818 | 0 | FALSE |  |  | 0 | NULL
3.2 |  | HIGH VELOCITY WATER SPRAY SYSTEM - TRANSFORMER 1 TO 4 @ OMCE BUILDING (4 NOS.) |  |  |  | 0 | 0 | 0 | 0 | 0 | 0 | FALSE |  |  | 0 | NULL
3.2.1 |  | 100 MM PNEUMATIC PILOT CONTROLLED PRESSURE REDUCING VALVE COMPLETE WITH: - BODY PATTERN: GLOBE; END CONNECTION: ANSI300 FF - BODY/BONNET: CAST STEEL; COATING: HIGH BUILT, EPOXY COATING; TUBING & FITTING: SS; ELASTOMERS: NEOPRENE - COMPONENTS INCLUDE: SS RESTICTORS, BALL VALVES, DRIP VALVE, Y-STRAINER, CHECK VALVES, PRESSURE GAUGES, PRESSURE SWITCH | OCV | 68P-DE/EL/PORV/PR | SET | 4 | 21014.42 | 5726 | 0 | 22904 | 0 | FALSE |  |  | 0 | NULL
3.2.2 |  | STAINLESS STEEL PANEL, SELF-STANDING TYPE 1000 X 1000 MM APPROXIMATED WITH FULL ENCLOSURE IN SS 316, 2-3MM THICK WITH 1/2" SS 316 TUBING WITH THE BELOW COMPONENTS INCLUDED: - AIR VESSEL 10 LITER, SS 316 DESIGNED AS PER ASME SEC VIII DIV 1 - 1 NO. - BALL VALVES, SS 316 - 4 NOS. - SOLENOID VLVES 316, ENERGIZE TO OPEN, 24V DC - 1 NO. - PRESSURE GAUGE, SS316, 150MM DIAL, 0 TO 25 BAR - 2 NOS. - PRESSURE SAFETY VALVE, SS 316 - 1 NO. - PRESSURE REGULATING VALVE, SS 316 - 1 NOS. - MANUAL RELEASE VALVE, SS 316 - 1 NOS. - CHECK VALVE, SS 316 - 2 NOS. |  |  | SET | 1 | 61901.89 | 16867 | 0 | 16867 | 0 | FALSE |  |  | 0 | NULL
3.2.3 |  | EXPLOSION PROOF PUSH BUTTON | E2S | STEXCPCP8PT-S-D-L-A-S-3-A1-R | NOS | 4 | 4750 | 1295 | 0 | 5180 | 0 | FALSE |  |  | 0 | NULL
3.2.4 | 11000108607 | OS&Y GATE VALVE 4" CLASS 125 FLANGED, 300 PSI WORKING UL/ULC/FM APPROVED-SHIELD | SHIELD | SD-OSY300FF-D | NOS | 8 | 590 | 161 | 0 | 1288 | 0 | FALSE |  |  | 0 | NULL
3.2.5 | 10559022710 | TAMPER SWITCH (SUPERVISORY) WITH 1 X SPDT CONTACT FOR GATE VALVES, MODEL: SD-SVS OSY-1, UL/FM APPROVED - SHIELD | SHIELD | SD-SVS-OSY-1 | NOS | 8 | 167 | 46 | 0 | 368 | 0 | FALSE |  |  | 0 | NULL
3.2.6 |  | HIGH VELOCITY WATER SPRAY NOZZLE 3/4" NPT, K-FACTOR: 23, 120 DEG. COVERAGE ANGLE | SHIELD | SDHV-AS | NOS | 168 | 70 | 20 | 0 | 3360 | 0 | FALSE |  |  | 0 | NULL
3.2.7 | 10550522079 | PENDENT SPRINKLER HEAD 1/2" 79 DEG,STD RESP, BRASS FINISH, UL/ULC LISTED/FM APPROVED | SHIELD | SD1010SR | NOS | 120 | 9 | 3 | 0 | 360 | 0 | FALSE |  |  | 0 | NULL
3.2.8 |  | ACCESSORIES TO MANIFOLD - 4 NOS. OF DV IN ONE MANIFOLD |  |  |  | 0 | 0 | 0 | 0 | 0 | 0 | FALSE |  |  | 0 | NULL
3.2.9 | 11000108657 | OS&Y GATE VALVE 6" CLASS 125 FLANGED, 300 PSI WORKING UL/ULC/FM APPROVED-SHIELD | SHIELD | SD-OSY300FF-D | NOS | 1 | 1070 | 292 | 0 | 292 | 0 | FALSE |  |  | 0 | NULL
3.2.10 | 10559022710 | TAMPER SWITCH (SUPERVISORY) WITH 1 X SPDT CONTACT FOR GATE VALVES, MODEL: SD-SVS OSY-1, UL/FM APPROVED - SHIELD | SHIELD | SD-SVS-OSY-1 | NOS | 1 | 167 | 46 | 0 | 46 | 0 | FALSE |  |  | 0 | NULL
3.2.11 | 11222508760 | Y-STRAINER 6" CLASS 150 BOTH FLANGED ENDS, 300 PSI WORKING UL/ULC APPROVED WITH LISTED - FLANGED X FLANGED SS304 SCREEN -SHIELD | SHIELD | SD-YS300FF-D | NOS | 1 | 980 | 268 | 0 | 268 | 0 | FALSE |  |  | 0 | NULL
3.2.12 | 11000708050 | OS&Y GATE VALVE 2" BRONZE, 175 PSI, UL LISTED, MODEL: SDOSY-T 50, SHIELD | SHIELD | SDOSY-T | NOS | 1 | 510 | 139 | 0 | 139 | 0 | FALSE |  |  | 0 | NULL
3.2.13 |  | FABRICATION COST FOR MANIFOLD | NAFFCO | CUSTOM MADE | LOT | 1 | 3000 | 818 | 0 | 818 | 0 | FALSE |  |  | 0 | NULL
3.3 |  | HIGH VELOCITY WATER SPRAY SYSTEM - TRANSFORMER 5 TO 8 @ OMCE BUILDING (4 NOS) |  |  |  | 0 | 0 | 0 | 0 | 0 | 0 | FALSE |  |  | 0 | NULL
3.3.1 |  | 100 MM PNEUMATIC PILOT CONTROLLED PRESSURE REDUCING VALVE COMPLETE WITH: - BODY PATTERN: GLOBE; END CONNECTION: ANSI300 FF - BODY/BONNET: CAST STEEL; COATING: HIGH BUILT, EPOXY COATING; TUBING & FITTING: SS; ELASTOMERS: NEOPRENE - COMPONENTS INCLUDE: SS RESTICTORS, BALL VALVES, DRIP VALVE, Y-STRAINER, CHECK VALVES, PRESSURE GAUGES, PRESSURE SWITCH | OCV | 68P-DE/EL/PORV/PR | SET | 4 | 21014.42 | 5726 | 0 | 22904 | 0 | FALSE |  |  | 0 | NULL
3.3.2 |  | STAINLESS STEEL PANEL, SELF-STANDING TYPE 1000 X 1000 MM APPROXIMATED WITH FULL ENCLOSURE IN SS 316, 2-3MM THICK WITH 1/2" SS 316 TUBING WITH THE BELOW COMPONENTS INCLUDED: - AIR VESSEL 10 LITER, SS 316 DESIGNED AS PER ASME SEC VIII DIV 1 - 1 NO. - BALL VALVES, SS 316 - 4 NOS. - SOLENOID VLVES 316, ENERGIZE TO OPEN, 24V DC - 1 NO. - PRESSURE GAUGE, SS316, 150MM DIAL, 0 TO 25 BAR - 2 NOS. - PRESSURE SAFETY VALVE, SS 316 - 1 NO. - PRESSURE REGULATING VALVE, SS 316 - 1 NOS. - MANUAL RELEASE VALVE, SS 316 - 1 NOS. - CHECK VALVE, SS 316 - 2 NOS. |  |  | SET | 1 | 61901.89 | 16867 | 0 | 16867 | 0 | FALSE |  |  | 0 | NULL
3.3.3 |  | EXPLOSION PROOF PUSH BUTTON | E2S | STEXCPCP8PT-S-D-L-A-S-3-A1-R | NOS | 4 | 4750 | 1295 | 0 | 5180 | 0 | FALSE |  |  | 0 | NULL
3.3.4 | 11000108607 | OS&Y GATE VALVE 4" CLASS 125 FLANGED, 300 PSI WORKING UL/ULC/FM APPROVED-SHIELD | SHIELD | SD-OSY300FF-D | NOS | 8 | 590 | 161 | 0 | 1288 | 0 | FALSE |  |  | 0 | NULL
3.3.5 | 10559022710 | TAMPER SWITCH (SUPERVISORY) WITH 1 X SPDT CONTACT FOR GATE VALVES, MODEL: SD-SVS OSY-1, UL/FM APPROVED - SHIELD | SHIELD | SD-SVS-OSY-1 | NOS | 8 | 167 | 46 | 0 | 368 | 0 | FALSE |  |  | 0 | NULL
3.3.6 |  | HIGH VELOCITY WATER SPRAY NOZZLE 3/4" NPT, K-FACTOR: 23, 120 DEG. COVERAGE ANGLE | SHIELD | SDHV-AS | NOS | 152 | 70 | 20 | 0 | 3040 | 0 | FALSE |  |  | 0 | NULL
3.3.7 | 10550522079 | PENDENT SPRINKLER HEAD 1/2" 79 DEG,STD RESP, BRASS FINISH, UL/ULC LISTED/FM APPROVED | SHIELD | SD1010SR | NOS | 104 | 9 | 3 | 0 | 312 | 0 | FALSE |  |  | 0 | NULL
3.3.8 |  | ACCESSORIES TO MANIFOLD - 4 NOS. OF DV IN ONE MANIFOLD |  |  |  | 0 | 0 | 0 | 0 | 0 | 0 | FALSE |  |  | 0 | NULL
3.3.9 | 11000108657 | OS&Y GATE VALVE 6" CLASS 125 FLANGED, 300 PSI WORKING UL/ULC/FM APPROVED-SHIELD | SHIELD | SD-OSY300FF-D | NOS | 1 | 1070 | 292 | 0 | 292 | 0 | FALSE |  |  | 0 | NULL
3.3.10 | 10559022710 | TAMPER SWITCH (SUPERVISORY) WITH 1 X SPDT CONTACT FOR GATE VALVES, MODEL: SD-SVS OSY-1, UL/FM APPROVED - SHIELD | SHIELD | SD-SVS-OSY-1 | NOS | 1 | 167 | 46 | 0 | 46 | 0 | FALSE |  |  | 0 | NULL
3.3.11 | 11222508760 | Y-STRAINER 6" CLASS 150 BOTH FLANGED ENDS, 300 PSI WORKING UL/ULC APPROVED WITH LISTED - FLANGED X FLANGED SS304 SCREEN -SHIELD | SHIELD | SD-YS300FF-D | NOS | 1 | 980 | 268 | 0 | 268 | 0 | FALSE |  |  | 0 | NULL
3.3.12 | 11000708050 | OS&Y GATE VALVE 2" BRONZE, 175 PSI, UL LISTED, MODEL: SDOSY-T 50, SHIELD | SHIELD | SDOSY-T | NOS | 1 | 510 | 139 | 0 | 139 | 0 | FALSE |  |  | 0 | NULL
3.3.13 |  | FABRICATION COST FOR MANIFOLD | NAFFCO | CUSTOM MADE | LOT | 1 | 3000 | 818 | 0 | 818 | 0 | FALSE |  |  | 0 | NULL
3.4 |  | HIGH VELOCITY WATER SPRAY SYSTEM - TRANSFORMER 9 TO 10 @ OMCE BUILDING (2 NOS) |  |  |  | 0 | 0 | 0 | 0 | 0 | 0 | FALSE |  |  | 0 | NULL
3.4.1 |  | 100 MM PNEUMATIC PILOT CONTROLLED PRESSURE REDUCING VALVE COMPLETE WITH: - BODY PATTERN: GLOBE; END CONNECTION: ANSI300 FF - BODY/BONNET: CAST STEEL; COATING: HIGH BUILT, EPOXY COATING; TUBING & FITTING: SS; ELASTOMERS: NEOPRENE - COMPONENTS INCLUDE: SS RESTICTORS, BALL VALVES, DRIP VALVE, Y-STRAINER, CHECK VALVES, PRESSURE GAUGES, PRESSURE SWITCH | OCV | 68P-DE/EL/PORV/PR | SET | 2 | 21014.42 | 5726 | 0 | 11452 | 0 | FALSE |  |  | 0 | NULL
3.4.2 |  | STAINLESS STEEL PANEL, SELF-STANDING TYPE 1000 X 1000 MM APPROXIMATED WITH FULL ENCLOSURE IN SS 316, 2-3MM THICK WITH 1/2" SS 316 TUBING WITH THE BELOW COMPONENTS INCLUDED: - AIR VESSEL 10 LITER, SS 316 DESIGNED AS PER ASME SEC VIII DIV 1 - 1 NO. - BALL VALVES, SS 316 - 4 NOS. - SOLENOID VLVES 316, ENERGIZE TO OPEN, 24V DC - 1 NO. - PRESSURE GAUGE, SS316, 150MM DIAL, 0 TO 25 BAR - 2 NOS. - PRESSURE SAFETY VALVE, SS 316 - 1 NO. - PRESSURE REGULATING VALVE, SS 316 - 1 NOS. - MANUAL RELEASE VALVE, SS 316 - 1 NOS. - CHECK VALVE, SS 316 - 2 NOS. |  |  | SET | 1 | 61901.89 | 16867 | 0 | 16867 | 0 | FALSE |  |  | 0 | NULL
3.4.3 |  | EXPLOSION PROOF PUSH BUTTON | E2S | STEXCPCP8PT-S-D-L-A-S-3-A1-R | NOS | 2 | 4750 | 1295 | 0 | 2590 | 0 | FALSE |  |  | 0 | NULL
3.4.4 | 11000108607 | OS&Y GATE VALVE 4" CLASS 125 FLANGED, 300 PSI WORKING UL/ULC/FM APPROVED-SHIELD | SHIELD | SD-OSY300FF-D | NOS | 4 | 590 | 161 | 0 | 644 | 0 | FALSE |  |  | 0 | NULL
3.4.5 | 10559022710 | TAMPER SWITCH (SUPERVISORY) WITH 1 X SPDT CONTACT FOR GATE VALVES, MODEL: SD-SVS OSY-1, UL/FM APPROVED - SHIELD | SHIELD | SD-SVS-OSY-1 | NOS | 4 | 167 | 46 | 0 | 184 | 0 | FALSE |  |  | 0 | NULL
3.4.6 |  | HIGH VELOCITY WATER SPRAY NOZZLE 3/4" NPT, K-FACTOR: 23, 120 DEG. COVERAGE ANGLE | SHIELD | SDHV-AS | NOS | 80 | 70 | 20 | 0 | 1600 | 0 | FALSE |  |  | 0 | NULL
3.4.7 | 10550522079 | PENDENT SPRINKLER HEAD 1/2" 79 DEG,STD RESP, BRASS FINISH, UL/ULC LISTED/FM APPROVED | SHIELD | SD1010SR | NOS | 52 | 9 | 3 | 0 | 156 | 0 | FALSE |  |  | 0 | NULL
3.4.8 |  | ACCESSORIES TO MANIFOLD - 2 NOS. OF DV IN ONE MANIFOLD |  |  |  | 0 | 0 | 0 | 0 | 0 | 0 | FALSE |  |  | 0 | NULL
3.4.9 | 11000108657 | OS&Y GATE VALVE 6" CLASS 125 FLANGED, 300 PSI WORKING UL/ULC/FM APPROVED-SHIELD | SHIELD | SD-OSY300FF-D | NOS | 1 | 1070 | 292 | 0 | 292 | 0 | FALSE |  |  | 0 | NULL
3.4.10 | 10559022710 | TAMPER SWITCH (SUPERVISORY) WITH 1 X SPDT CONTACT FOR GATE VALVES, MODEL: SD-SVS OSY-1, UL/FM APPROVED - SHIELD | SHIELD | SD-SVS-OSY-1 | NOS | 1 | 167 | 46 | 0 | 46 | 0 | FALSE |  |  | 0 | NULL
3.4.11 | 11222508760 | Y-STRAINER 6" CLASS 150 BOTH FLANGED ENDS, 300 PSI WORKING UL/ULC APPROVED WITH LISTED - FLANGED X FLANGED SS304 SCREEN -SHIELD | SHIELD | SD-YS300FF-D | NOS | 1 | 980 | 268 | 0 | 268 | 0 | FALSE |  |  | 0 | NULL
3.4.12 | 11000708050 | OS&Y GATE VALVE 2" BRONZE, 175 PSI, UL LISTED, MODEL: SDOSY-T 50, SHIELD | SHIELD | SDOSY-T | NOS | 1 | 510 | 139 | 0 | 139 | 0 | FALSE |  |  | 0 | NULL
3.4.13 |  | FABRICATION COST FOR MANIFOLD | NAFFCO | CUSTOM MADE | LOT | 1 | 3000 | 818 | 0 | 818 | 0 | FALSE |  |  | 0 | NULL
3.5 |  | HIGH VELOCITY WATER SPRAY SYSTEM - TRANSFORMER 1 & 2 @ GENERAL AUXILLIARY BUILDING (2 NOS) |  |  |  | 0 | 0 | 0 | 0 | 0 | 0 | FALSE |  |  | 0 | NULL
3.5.1 |  | 100 MM PNEUMATIC PILOT CONTROLLED PRESSURE REDUCING VALVE COMPLETE WITH: - BODY PATTERN: GLOBE; END CONNECTION: ANSI300 FF - BODY/BONNET: CAST STEEL; COATING: HIGH BUILT, EPOXY COATING; TUBING & FITTING: SS; ELASTOMERS: NEOPRENE - COMPONENTS INCLUDE: SS RESTICTORS, BALL VALVES, DRIP VALVE, Y-STRAINER, CHECK VALVES, PRESSURE GAUGES, PRESSURE SWITCH | OCV | 68P-DE/EL/PORV/PR | SET | 2 | 20339.14 | 5542 | 0 | 11084 | 0 | FALSE |  |  | 0 | NULL
3.5.2 |  | STAINLESS STEEL PANEL, SELF-STANDING TYPE 1000 X 1000 MM APPROXIMATED WITH FULL ENCLOSURE IN SS 316, 2-3MM THICK WITH 1/2" SS 316 TUBING WITH THE BELOW COMPONENTS INCLUDED: - AIR VESSEL 10 LITER, SS 316 DESIGNED AS PER ASME SEC VIII DIV 1 - 1 NO. - BALL VALVES, SS 316 - 4 NOS. - SOLENOID VLVES 316, ENERGIZE TO OPEN, 24V DC - 1 NO. - PRESSURE GAUGE, SS316, 150MM DIAL, 0 TO 25 BAR - 2 NOS. - PRESSURE SAFETY VALVE, SS 316 - 1 NO. - PRESSURE REGULATING VALVE, SS 316 - 1 NOS. - MANUAL RELEASE VALVE, SS 316 - 1 NOS. - CHECK VALVE, SS 316 - 2 NOS. |  |  | SET | 1 | 61901.89 | 16867 | 0 | 16867 | 0
3.5.3 |  | EXPLOSION PROOF PUSH BUTTON | E2S | STEXCPCP8PT-S-D-L-A-S-3-A1-R | NOS | 2 | 4750 | 1295 | 0 | 2590 | 0 | FALSE |  |  | 0 | NULL
3.5.4 | 11000108607 | OS&Y GATE VALVE 4" CLASS 125 FLANGED, 300 PSI WORKING UL/ULC/FM APPROVED-SHIELD | SHIELD | SD-OSY300FF-D | NOS | 4 | 590 | 161 | 0 | 644 | 0 | FALSE |  |  | 0 | NULL
3.5.5 | 10559022710 | TAMPER SWITCH (SUPERVISORY) WITH 1 X SPDT CONTACT FOR GATE VALVES, MODEL: SD-SVS OSY-1, UL/FM APPROVED - SHIELD | SHIELD | SD-SVS-OSY-1 | NOS | 4 | 167 | 46 | 0 | 184 | 0 | FALSE |  |  | 0 | NULL
3.5.6 |  | HIGH VELOCITY WATER SPRAY NOZZLE 3/4" NPT, K-FACTOR: 23, 120 DEG. COVERAGE ANGLE | SHIELD | SDMV-A | NOS | 88 | 28.4 | 8 | 0 | 704 | 0 | FALSE |  |  | 0 | NULL
3.5.7 | 10550522079 | PENDENT SPRINKLER HEAD 1/2" 79 DEG,STD RESP, BRASS FINISH, UL/ULC LISTED/FM APPROVED | SHIELD | SD1010SR | NOS | 60 | 9 | 3 | 0 | 180 | 0 | FALSE |  |  | 0 | NULL
3.5.8 |  | ACCESSORIES TO MANIFOLD - 4 NOS. OF DV IN ONE MANIFOLD |  |  |  | 0 | 0 | 0 | 0 | 0 | 0 | FALSE |  |  | 0 | NULL
3.5.9 | 11000108657 | OS&Y GATE VALVE 6" CLASS 125 FLANGED, 300 PSI WORKING UL/ULC/FM APPROVED-SHIELD | SHIELD | SD-OSY300FF-D | NOS | 1 | 1070 | 292 | 0 | 292 | 0 | FALSE |  |  | 0 | NULL
3.5.10 | 10559022710 | TAMPER SWITCH (SUPERVISORY) WITH 1 X SPDT CONTACT FOR GATE VALVES, MODEL: SD-SVS OSY-1, UL/FM APPROVED - SHIELD | SHIELD | SD-SVS-OSY-1 | NOS | 1 | 167 | 46 | 0 | 46 | 0 | FALSE |  |  | 0 | NULL
3.5.11 | 11222508760 | Y-STRAINER 6" CLASS 150 BOTH FLANGED ENDS, 300 PSI WORKING UL/ULC APPROVED WITH LISTED - FLANGED X FLANGED SS304 SCREEN -SHIELD | SHIELD | SD-YS300FF-D | NOS | 1 | 980 | 268 | 0 | 268 | 0 | FALSE |  |  | 0 | NULL
3.5.12 | 11000708050 | OS&Y GATE VALVE 2" BRONZE, 175 PSI, UL LISTED, MODEL: SDOSY-T 50, SHIELD | SHIELD | SDOSY-T | NOS | 1 | 510 | 139 | 0 | 139 | 0 | FALSE |  |  | 0 | NULL
3.5.13 |  | FABRICATION COST FOR MANIFOLD | NAFFCO | CUSTOM MADE | LOT | 1 | 3000 | 818 | 0 | 818 | 0 | FALSE |  |  | 0 | NULL
3.6 |  | MEDIUM VELOCITY WATER SPRAY SYSTEM - CABLE SPREADER ROOM @ OMCE BUILDING - AREA: 300 SQM (4 NOS) |  |  |  | 0 | 0 | 0 | 0 | 0 | 0 | FALSE |  |  | 0 | NULL
3.6.1 |  | 150 MM ELECTRICALLY OR HYDRAULICALLY ANTINCOLUMNING, PRESSURE REDUCING DELUGE VALVE COMPLETE WITH: - BODY PATTERN: GLOBE; END CONNECTION: ANSI300 FF - BODY/BONNET: CAST STEEL; COATING: HIGH BUILT, EPOXY COATING; TUBING & FITTING: SS; ELASTOMERS: NEOPRENE - COMPONENTS INCLUDE: BALL VALVE, CHECK VALVE, Y-TRAINER, PRESSURE GAUGES, DRIP VALVE, RESTRICTOR, TEE RESTRICTOR, SOLENOID: ROTEX; VOLTAGE: 24VDC; ENCLOSURE: EXPLOSION PROOF; BODY: SS | OCV | DE/EL\HRV\PR-EX | SET | 4 | 22643.9 | 6170 | 0 | 24680 | 0 | FALSE |  |  | 0 | NULL
3.6.2 |  | EXPLOSION PROOF PUSH BUTTON | E2S | STEXCPCP8PT-S-D-L-A-S-3-A1-R | NOS | 4 | 4750 | 1295 | 0 | 5180 | 0 | FALSE |  |  | 0 | NULL
3.6.3 | 11000108657 | OS&Y GATE VALVE 6" CLASS 125 FLANGED, 300 PSI WORKING UL/ULC/FM APPROVED-SHIELD | SHIELD | SD-OSY300FF-D | NOS | 8 | 1070 | 292 | 0 | 2336 | 0 | FALSE |  |  | 0 | NULL
3.6.4 | 10559022710 | TAMPER SWITCH (SUPERVISORY) WITH 1 X SPDT CONTACT FOR GATE VALVES, MODEL: SD-SVS OSY-1, UL/FM APPROVED - SHIELD | SHIELD | SD-SVS-OSY-1 | NOS | 8 | 167 | 46 | 0 | 368 | 0 | FALSE |  |  | 0 | NULL
3.6.5 |  | MV SPRAY NOZZLE 1/2" BSPT/NPT BRASS FINISH, K-FACTOR: 18, UL LISTED -SHIELD | SHIELD | SDMV-A | NOS | 224 | 28.4 | 8 | 0 | 1792 | 0 | FALSE |  |  | 0 | NULL
3.6.6 |  | ACCESSORIES TO MANIFOLD - 4 NOS. OF DV IN ONE MANIFOLD |  |  |  | 0 | 0 | 0 | 0 | 0 | 0 | FALSE |  |  | 0 | NULL
3.6.7 | 11000108757 | OS&Y GATE VALVE 10" CLASS 125 FLANGED, 300 PSI WORKING UL/ULC/FM APPROVED-SHIELD | SHIELD | SD-OSY300FF-D | NOS | 1 | 2510 | 684 | 0 | 684 | 0 | FALSE |  |  | 0 | NULL
3.6.8 | 10559022710 | TAMPER SWITCH (SUPERVISORY) WITH 1 X SPDT CONTACT FOR GATE VALVES, MODEL: SD-SVS OSY-1, UL/FM APPROVED - SHIELD | SHIELD | SD-SVS-OSY-1 | NOS | 1 | 167 | 46 | 0 | 46 | 0 | FALSE |  |  | 0 | NULL
3.6.9 | 11222508800 | Y-STRAINER 10" CLASS 150 BOTH FLANGED ENDS, 300 PSI WORKING UL/ULC APPROVED WITH LISTED - FLANGED X FLANGED SS304 SCREEN -SHIELD | SHIELD | SD-YS300FF-D | NOS | 1 | 2620 | 714 | 0 | 714 | 0 | FALSE |  |  | 0 | NULL
3.6.10 | 11000708050 | OS&Y GATE VALVE 2" BRONZE, 175 PSI, UL LISTED, MODEL: SDOSY-T 50, SHIELD | SHIELD | SDOSY-T | NOS | 1 | 510 | 139 | 0 | 139 | 0 | FALSE |  |  | 0 | NULL
3.6.11 |  | FABRICATION COST FOR MANIFOLD | NAFFCO | CUSTOM MADE | LOT | 1 | 3000 | 818 | 0 | 818 | 0 | FALSE |  |  | 0 | NULL
3.7 |  | MEDIUM VELOCITY WATER SPRAY SYSTEM - PCC CABLE SPREADER ROOM @ GAS TURBINE 1&2 BUILDING - AREA: 150 SQM (2 NOS) |  |  |  | 0 | 0 | 0 | 0 | 0 | 0 | FALSE |  |  | 0 | NULL
3.7.1 |  | 150 MM ELECTRICALLY OR HYDRAULICALLY ANTINCOLUMNING, PRESSURE REDUCING DELUGE VALVE COMPLETE WITH: - BODY PATTERN: GLOBE; END CONNECTION: ANSI300 FF - BODY/BONNET: CAST STEEL; COATING: HIGH BUILT, EPOXY COATING; TUBING & FITTING: SS; ELASTOMERS: NEOPRENE - COMPONENTS INCLUDE: BALL VALVE, CHECK VALVE, Y-TRAINER, PRESSURE GAUGES, DRIP VALVE, RESTRICTOR, TEE RESTRICTOR, SOLENOID: ROTEX; VOLTAGE: 24VDC; ENCLOSURE: EXPLOSION PROOF; BODY: SS | OCV | DE/EL\HRV\PR-EX | SET | 6 | 22643.9 | 6170 | 0 | 37020 | 0 | FALSE |  |  | 0 | NULL
3.7.2 |  | EXPLOSION PROOF PUSH BUTTON | E2S | STEXCPCP8PT-S-D-L-A-S-3-A1-R | NOS | 6 | 4750 | 1295 | 0 | 7770 | 0 | FALSE |  |  | 0 | NULL
3.7.3 | 11000108657 | OS&Y GATE VALVE 6" CLASS 125 FLANGED, 300 PSI WORKING UL/ULC/FM APPROVED-SHIELD | SHIELD | SD-OSY300FF-D | NOS | 12 | 1070 | 292 | 0 | 3504 | 0 | FALSE |  |  | 0 | NULL
3.7.4 | 10559022710 | TAMPER SWITCH (SUPERVISORY) WITH 1 X SPDT CONTACT FOR GATE VALVES, MODEL: SD-SVS OSY-1, UL/FM APPROVED - SHIELD | SHIELD | SD-SVS-OSY-1 | NOS | 12 | 167 | 46 | 0 | 552 | 0 | FALSE |  |  | 0 | NULL
3.7.5 |  | MV SPRAY NOZZLE 1/2" BSPT/NPT BRASS FINISH, K-FACTOR: 18, UL LISTED -SHIELD | SHIELD | SDMV-A | NOS | 672 | 28.4 | 8 | 0 | 5376 | 0 | FALSE |  |  | 0 | NULL
3.7.6 | 10550522079 | PENDENT SPRINKLER HEAD 1/2" 79 DEG,STD RESP, BRASS FINISH, UL/ULC LISTED/FM APPROVED | SHIELD | SD1010SR | NOS | 472 | 9 | 3 | 0 | 1416 | 0 | FALSE |  |  | 0 | NULL
3.7.7 |  | ACCESSORIES TO MANIFOLD - 4 NOS. OF DV IN ONE MANIFOLD |  |  |  | 0 | 0 | 0 | 0 | 0 | 0 | FALSE |  |  | 0 | NULL
3.7.8 | 11000108757 | OS&Y GATE VALVE 10" CLASS 125 FLANGED, 300 PSI WORKING UL/ULC/FM APPROVED-SHIELD | SHIELD | SD-OSY300FF-D | NOS | 1 | 2510 | 684 | 0 | 684 | 0 | FALSE |  |  | 0 | NULL
3.7.9 | 10559022710 | TAMPER SWITCH (SUPERVISORY) WITH 1 X SPDT CONTACT FOR GATE VALVES, MODEL: SD-SVS OSY-1, UL/FM APPROVED - SHIELD | SHIELD | SD-SVS-OSY-1 | NOS | 1 | 167 | 46 | 0 | 46 | 0 | FALSE |  |  | 0 | NULL
3.7.10 | 11222508800 | Y-STRAINER 10" CLASS 150 BOTH FLANGED ENDS, 300 PSI WORKING UL/ULC APPROVED WITH LISTED - FLANGED X FLANGED SS304 SCREEN -SHIELD | SHIELD | SD-YS300FF-D | NOS | 1 | 2620 | 714 | 0 | 714 | 0 | FALSE |  |  | 0 | NULL
3.7.11 | 11000708050 | OS&Y GATE VALVE 2" BRONZE, 175 PSI, UL LISTED, MODEL: SDOSY-T 50, SHIELD | SHIELD | SDOSY-T | NOS | 1 | 510 | 139 | 0 | 139 | 0 | FALSE |  |  | 0 | NULL
3.7.12 |  | FABRICATION COST FOR MANIFOLD | NAFFCO | CUSTOM MADE | LOT | 1 | 3000 | 818 | 0 | 818 | 0 | FALSE |  |  | 0 | NULL
3.8 |  | MEDIUM VELOCITY WATER SPRAY SYSTEM - IGNITION GAS TANK @ IGNITION GAS TANK AND TANKER PARKING - AREA: 80 SQM (2 NOS) |  |  |  | 0 | 0 | 0 | 0 | 0 | 0 | FALSE |  |  | 0 | NULL
3.8.1 |  | 100 MM PNEUMATIC PILOT CONTROLLED PRESSURE REDUCING VALVE COMPLETE WITH: - BODY PATTERN: GLOBE; END CONNECTION: ANSI300 FF - BODY/BONNET: CAST STEEL; COATING: HIGH BUILT, EPOXY COATING; TUBING & FITTING: SS; ELASTOMERS: NEOPRENE - COMPONENTS INCLUDE: SS RESTICTORS, BALL VALVES, DRIP VALVE, Y-STRAINER, CHECK VALVES, PRESSURE GAUGES, PRESSURE SWITCH | OCV | 68P-DE/EL/PORV/PR | SET | 2 | 21014.42 | 5726 | 0 | 11452 | 0 | FALSE |  |  | 0 | NULL
3.8.2 |  | STAINLESS STEEL PANEL, SELF-STANDING TYPE 1000 X 1000 MM APPROXIMATED WITH FULL ENCLOSURE IN SS 316, 2-3MM THICK WITH 1/2" SS 316 TUBING WITH THE BELOW COMPONENTS INCLUDED: - AIR VESSEL 10 LITER, SS 316 DESIGNED AS PER ASME SEC VIII DIV 1 - 1 NO. - BALL VALVES, SS 316 - 4 NOS. - SOLENOID VLVES 316, ENERGIZE TO OPEN, 24V DC - 1 NO. - PRESSURE GAUGE, SS316, 150MM DIAL, 0 TO 25 BAR - 2 NOS. - PRESSURE SAFETY VALVE, SS 316 - 1 NO. - PRESSURE REGULATING VALVE, SS 316 - 1 NOS. - MANUAL RELEASE VALVE, SS 316 - 1 NOS. - CHECK VALVE, SS 316 - 2 NOS. |  |  | SET | 1 | 61901.89 | 16867 | 0 | 16867 | 0
3.8.3 |  | EXPLOSION PROOF PUSH BUTTON | E2S | STEXCPCP8PT-S-D-L-A-S-3-A1-R | NOS | 2 | 4750 | 1295 | 0 | 2590 | 0 | FALSE |  |  | 0 | NULL
3.8.4 | 11000108607 | OS&Y GATE VALVE 4" CLASS 125 FLANGED, 300 PSI WORKING UL/ULC/FM APPROVED-SHIELD | SHIELD | SD-OSY300FF-D | NOS | 4 | 590 | 161 | 0 | 644 | 0 | FALSE |  |  | 0 | NULL
3.8.5 | 10559022710 | TAMPER SWITCH (SUPERVISORY) WITH 1 X SPDT CONTACT FOR GATE VALVES, MODEL: SD-SVS OSY-1, UL/FM APPROVED - SHIELD | SHIELD | SD-SVS-OSY-1 | NOS | 4 | 167 | 46 | 0 | 184 | 0 | FALSE |  |  | 0 | NULL
3.8.6 |  | MV SPRAY NOZZLE 1/2" BSPT/NPT BRASS FINISH, K-FACTOR: 18, UL LISTED -SHIELD | SHIELD | SDMV-A | NOS | 112 | 28.4 | 8 | 0 | 896 | 0 | FALSE |  |  | 0 | NULL
3.8.7 | 10550522079 | PENDENT SPRINKLER HEAD 1/2" 79 DEG,STD RESP, BRASS FINISH, UL/ULC LISTED/FM APPROVED | SHIELD | SD1010SR | NOS | 80 | 9 | 3 | 0 | 240 | 0 | FALSE |  |  | 0 | NULL
3.8.8 |  | ACCESSORIES TO MANIFOLD - 4 NOS. OF DV IN ONE MANIFOLD |  |  |  | 0 | 0 | 0 | 0 | 0 | 0 | FALSE |  |  | 0 | NULL
3.8.9 | 11000108657 | OS&Y GATE VALVE 6" CLASS 125 FLANGED, 300 PSI WORKING UL/ULC/FM APPROVED-SHIELD | SHIELD | SD-OSY300FF-D | NOS | 2 | 1070 | 292 | 0 | 584 | 0 | FALSE |  |  | 0 | NULL
3.8.10 | 10559022710 | TAMPER SWITCH (SUPERVISORY) WITH 1 X SPDT CONTACT FOR GATE VALVES, MODEL: SD-SVS OSY-1, UL/FM APPROVED - SHIELD | SHIELD | SD-SVS-OSY-1 | NOS | 2 | 167 | 46 | 0 | 92 | 0 | FALSE |  |  | 0 | NULL
3.8.11 | 11222508800 | Y-STRAINER 10" CLASS 150 BOTH FLANGED ENDS, 300 PSI WORKING UL/ULC APPROVED WITH LISTED - FLANGED X FLANGED SS304 SCREEN -SHIELD | SHIELD | SD-YS300FF-D | NOS | 2 | 2620 | 714 | 0 | 1428 | 0 | FALSE |  |  | 0 | NULL
3.8.12 | 11000708050 | OS&Y GATE VALVE 2" BRONZE, 175 PSI, UL LISTED, MODEL: SDOSY-T 50, SHIELD | SHIELD | SDOSY-T | NOS | 2 | 510 | 139 | 0 | 278 | 0 | FALSE |  |  | 0 | NULL
3.8.13 |  | FABRICATION COST FOR MANIFOLD | NAFFCO | CUSTOM MADE | LOT | 2 | 3000 | 818 | 0 | 1636 | 0 | FALSE |  |  | 0 | NULL
3.9 |  | HIGH VELOCITY WATER SPRAY SYSTEM - IGNITION GAS TANK @ IGNITION GAS TANK AND TANKER PARKING - AREA: 150 SQM (4 NOS) |  |  |  | 0 | 0 | 0 | 0 | 0 | 0 | FALSE |  |  | 0 | NULL
3.9.1 |  | 100 MM PNEUMATIC PILOT CONTROLLED PRESSURE REDUCING VALVE COMPLETE WITH: - BODY PATTERN: GLOBE; END CONNECTION: ANSI300 FF - BODY/BONNET: CAST STEEL; COATING: HIGH BUILT, EPOXY COATING; TUBING & FITTING: SS; ELASTOMERS: NEOPRENE - COMPONENTS INCLUDE: SS RESTICTORS, BALL VALVES, DRIP VALVE, Y-STRAINER, CHECK VALVES, PRESSURE GAUGES, PRESSURE SWITCH | OCV | 68P-DE/EL/PORV/PR | SET | 4 | 21014.42 | 5726 | 0 | 22904 | 0 | FALSE |  |  | 0 | NULL
3.9.2 |  | STAINLESS STEEL PANEL, SELF-STANDING TYPE 1000 X 1000 MM APPROXIMATED WITH FULL ENCLOSURE IN SS 316, 2-3MM THICK WITH 1/2" SS 316 TUBING WITH THE BELOW COMPONENTS INCLUDED: - AIR VESSEL 10 LITER, SS 316 DESIGNED AS PER ASME SEC VIII DIV 1 - 1 NO. - BALL VALVES, SS 316 - 4 NOS. - SOLENOID VLVES 316, ENERGIZE TO OPEN, 24V DC - 1 NO. - PRESSURE GAUGE, SS316, 150MM DIAL, 0 TO 25 BAR - 2 NOS. - PRESSURE SAFETY VALVE, SS 316 - 1 NO. - PRESSURE REGULATING VALVE, SS 316 - 1 NOS. - MANUAL RELEASE VALVE, SS 316 - 1 NOS. - CHECK VALVE, SS 316 - 2 NOS. |  |  | SET | 1 | 61901.89 | 16867 | 0 | 16867 | 0 | FALSE |  |  | 0 | NULL
3.9.3 |  | EXPLOSION PROOF PUSH BUTTON | E2S | STEXCPCP8PT-S-D-L-A-S-3-A1-R | NOS | 4 | 4750 | 1295 | 0 | 5180 | 0 | FALSE |  |  | 0 | NULL
3.9.4 | 11000108607 | OS&Y GATE VALVE 4" CLASS 125 FLANGED, 300 PSI WORKING UL/ULC/FM APPROVED-SHIELD | SHIELD | SD-OSY300FF-D | NOS | 8 | 590 | 161 | 0 | 1288 | 0 | FALSE |  |  | 0 | NULL
3.9.5 | 10559022710 | TAMPER SWITCH (SUPERVISORY) WITH 1 X SPDT CONTACT FOR GATE VALVES, MODEL: SD-SVS OSY-1, UL/FM APPROVED - SHIELD | SHIELD | SD-SVS-OSY-1 | NOS | 8 | 167 | 46 | 0 | 368 | 0 | FALSE |  |  | 0 | NULL
3.9.6 |  | HIGH VELOCITY WATER SPRAY NOZZLE 3/4" NPT, K-FACTOR: 23, 120 DEG. COVERAGE ANGLE | SHIELD | SDHV-AS | NOS | 224 | 70 | 20 | 0 | 4480 | 0 | FALSE |  |  | 0 | NULL
3.9.7 | 10550522079 | PENDENT SPRINKLER HEAD 1/2" 79 DEG,STD RESP, BRASS FINISH, UL/ULC LISTED/FM APPROVED | SHIELD | SD1010SR | NOS | 160 | 9 | 3 | 0 | 480 | 0 | FALSE |  |  | 0 | NULL
3.9.8 |  | ACCESSORIES TO MANIFOLD - 2 NOS. OF DV IN ONE MANIFOLD |  |  |  | 0 | 0 | 0 | 0 | 0 | 0 | FALSE |  |  | 0 | NULL
3.9.9 | 11000108657 | OS&Y GATE VALVE 6" CLASS 125 FLANGED, 300 PSI WORKING UL/ULC/FM APPROVED-SHIELD | SHIELD | SD-OSY300FF-D | NOS | 2 | 1070 | 292 | 0 | 584 | 0 | FALSE |  |  | 0 | NULL
3.9.10 | 10559022710 | TAMPER SWITCH (SUPERVISORY) WITH 1 X SPDT CONTACT FOR GATE VALVES, MODEL: SD-SVS OSY-1, UL/FM APPROVED - SHIELD | SHIELD | SD-SVS-OSY-1 | NOS | 2 | 167 | 46 | 0 | 92 | 0 | FALSE |  |  | 0 | NULL
3.9.11 | 11222508760 | Y-STRAINER 6" CLASS 150 BOTH FLANGED ENDS, 300 PSI WORKING UL/ULC APPROVED WITH LISTED - FLANGED X FLANGED SS304 SCREEN -SHIELD | SHIELD | SD-YS300FF-D | NOS | 2 | 980 | 268 | 0 | 536 | 0 | FALSE |  |  | 0 | NULL
3.9.12 | 11000708050 | OS&Y GATE VALVE 2" BRONZE, 175 PSI, UL LISTED, MODEL: SDOSY-T 50, SHIELD | SHIELD | SDOSY-T | NOS | 2 | 510 | 139 | 0 | 278 | 0 | FALSE |  |  | 0 | NULL
3.9.13 |  | FABRICATION COST FOR MANIFOLD | NAFFCO | CUSTOM MADE | LOT | 2 | 3000 | 818 | 0 | 1636 | 0 | FALSE |  |  | 0 | NULL
4 |  | INERT GAS SUPPRESSION SYSTEM - CENTRAL BANKING |  |  |  | 0 | 0 | 0 | 0 | 0 | 0 | FALSE |  |  | 0 | NULL
4.1 |  | OMCE BUILDING |  |  |  | 0 | 0 | 0 | 0 | 0 | 0 | FALSE |  |  | 0 | NULL
4.1.1 |  | MECHANICAL COMPONENTS (MAIN) |  |  |  | 0 | 0 | 0 | 0 | 0 | 0 | FALSE |  |  | 0 | NULL
4.1.1.1 |  | 140 LITER, 300 BAR INERT GAS CYLINDER - MODEL: NF IG541-300-140 - NAFFCO COMPLETE WITH: '- 140 LITER 356 MM DIA. CYLINDER FILLED WITH IG-541 AGENT - DISCHARGE HEAD VALVE WITH PRESSURE GAUGE, PRESSURE SWITH FOR 300 BAR - SAFETY/PROTECTION CAP, - CYLINDER ID LABEL FOR 300 BAR, IG-541 GAS, 140 LTR. - CONSTANT PRESSURE REGULATOR FOR 300 BAR, MODEL B08400003-NF, - GASKET, MODEL 024100104-NF | NAFFCO | NF IG541-300-140 | SETS | 84 | 5820 | 1666 | 0 | 139944 | 0 | FALSE |  |  | 0 | NULL
4.1.1.2 | 10341512133 | ELECTRO MAGNETIC DEVICE WITH DIODE, INLET THREADED TO M42 X 1.5, 24V DC, 0.5 A, IP 65 RATED, P/N.# B04425146 FOR UL LISTED FIRE SUPPRESSION SYSTEM (REFER ITEM.# 10341512136) | NAFFCO | B04425148 | NOS | 11 | 790 | 227 | 0 | 2497 | 0 | FALSE |  |  | 0 | NULL
4.1.1.3 | 10349012810 | RESET TOOL FOR ELECTRO MAGNETIC DEVICE FOR INERT GAS SYSTEM, P/N.# 029210064 (OLD P/N.# 023000064) - NAFFCO | NAFFCO | 029210064 (023000064) | NOS | 2 | 110 | 32 | 0 | 64 | 0 | FALSE |  |  | 0 | NULL
4.1.1.4 | 10341512520 | MONITORING SWITCH FOR ELECTROMAGNETIC DEVICE FOR UL LISTED NAFFCOINERT SYSTEM, PART NO: 029905200-NF - NAFFCO | NAFFCO | 029905200-NF | NOS | 45 | 350 | 101 | 0 | 4545 | 0 | FALSE |  |  | 0 | NULL
4.1.1.5 | 10341512120 | MANUAL / PNEUMATIC RELEASE DEVICE, WP 300 BAR, INLET THREADED TO M42 X 1.5, PNEUMATIC LINE CONNECTION G 1/8", P/N.# B04420065-NF FOR UL LISTED FIRE SUPPRESSION SYSTEM | NAFFCO | B04420065 | NOS | 11 | 120 | 35 | 0 | 385 | 0 | FALSE |  |  | 0 | NULL
4.1.1.6 | 10341512122 | PNEUMATIC RELEASE DEVICE, WP 300 BAR, INLET THREADED TO M42 X 1.5, PNEUMATIC LINE CONNECTION G 1/8", P/N.# B04420066NF FOR UL LISTED FIRE SUPPRESSION SYSTEM | NAFFCO | B04420066 | NOS | 73 | 80 | 23 | 0 | 1679 | 0 | FALSE |  |  | 0 | NULL
4.1.1.7 | 10343512025 | DISCHARGE HOSE, DN16, WP 350 BAR, B/P 1400 BAR, 400MM LENGTH, INLET FEMALE THREAD TO W 21.8 X 1/14" TO DIN 477 & OUTLET FEMALE THREAD TO G 3/4", P/N.# B06920225-NF FOR NAFFCOINERT UL CLEAN AGENT FIRE SUPPRESSION SYSTEM | NAFFCO | B06920225-NF | NOS | 84 | 180 | 52 | 0 | 4368 | 0 | FALSE |  |  | 0 | NULL
4.1.1.8 | 10343012208 | MANIFOLD CHECK VALVE, BRASS, MAX W/P 100 BAR, TP 150 BAR, HOSE CONNECTION THREAD G3/4", MANIFOLD CONNECTION THREAD R1" DN12, P/N.# B04600008-NF FOR UL LISTED FIRE SUPPRESSION SYSTEM | NAFFCO | B04600008 | NOS | 84 | 130 | 38 | 0 | 3192 | 0 | FALSE |  |  | 0 | NULL
4.1.1.9 | 10343512032 | PILOT HOSE, SYNTHETIC RUBBER OIL RESISTANT W/STRAIGHT FITTINGS M12 X 1.5 FEMALE THREAD IN BOTH ENDS, 700MM LONG, W/P 400 BAR, B/P 1600 BAR, TEMP RANGE: -40 C. TO 100 C, P/N.# B06920212 FOR UL LISTED FIRE SUPPRESSION SYSTEM | NAFFCO | B06920212-NF | NOS | 30 | 70 | 21 | 0 | 630 | 0 | FALSE |  |  | 0 | NULL
4.1.1.10 | 10343512033 | PILOT HOSE, SYNTHETIC RUBBER OIL RESISTANT W/STRAIGHT FITTINGS M12 X 1.5 FEMALE THREAD IN BOTH ENDS, 500MM LONG, W/P 400 BAR, B/P 1600 BAR, TEMP RANGE: -40 C. TO 100 C, P/N.# B06920213 FOR UL LISTED FIRE SUPPRESSION SYSTEM | NAFFCO | B06920213-NF | NOS | 51 | 70 | 21 | 0 | 1071 | 0 | FALSE |  |  | 0 | NULL
4.1.1.11 | 10349012606 | CONNECTING ADAPTOR, M12 X 1.5 MALE THREADED & G 1/8" MALE THREADED, P/N.# 029510006 FOR UL LISTED FIRE SUPPRESSION SYSTEM | NAFFCO | 029510006 | NOS | 162 | 20 | 6 | 0 | 972 | 0 | FALSE |  |  | 0 | NULL
4.1.1.12 | 10344012323 | MANIFOLD FOR 3 CYLINDER NAFFCOINERT UL CLEAN AGENT FIRE SUPPRESSION SYSTEM, 360 DIA CYLINDER, P/N.# NFIG-360-SRM3 - NAFFCO | NAFFCO | NFIG-360-SRM3 | NOS | 8 | 880 | 252 | 0 | 2016 | 0 | FALSE |  |  | 0 | NULL
4.1.1.13 | 10344012325 | MANIFOLD FOR 5 CYLINDER NAFFCOINERT UL CLEAN AGENT FIRE SUPPRESSION SYSTEM, 360 DIA CYLINDER, P/N.# NFIG-360-SRM5 - NAFFCO | NAFFCO | NFIG-360-SRM5 | NOS | 12 | 1060 | 304 | 0 | 3648 | 0 | FALSE |  |  | 0 | NULL
4.1.1.14 |  | MANIFOLD END CAP WITH PORT | NAFFCO |  | NOS | 4 | 150 | 43 | 0 | 172 | 0 | FALSE |  |  | 0 | NULL
4.1.1.15 |  | MANIFOLD END CAP WITHOUT PORT | NAFFCO |  | NOS | 20 | 100 | 29 | 0 | 580 | 0 | FALSE |  |  | 0 | NULL
4.1.1.16 | 10344212380 | RACK ASSEMBLY FOR 10 CYLINDERS, DOUBLE ROW, FLOOR MOUNTING TYPE, CYLINDER DIA: 360MM, CAPACITY: 67L, 80L & 140L, PRESSURE RATING: 200 / 300BAR, MODEL: NFIG-RA02-050F FOR NAFFCOINERT UL CLEAN AGENT FIRE SUPPRESSION SYSTEM - NAFFCO | NAFFCO | NFIG-RA02-050F | NOS | 6 | 680 | 195 | 0 | 1170 | 0 | FALSE |  |  | 0 | NULL
4.1.1.17 | 10344212376 | RACK ASSEMBLY FOR 6 CYLINDERS, DOUBLE ROW, FLOOR MOUNTING TYPE, CYLINDER DIA: 360MM, CAPACITY: 67L, 80L & 140L, PRESSURE RATING: 200 / 300BAR, MODEL: NFIG-RA02-030F FOR NAFFCOINERT UL CLEAN AGENT FIRE SUPPRESSION SYSTEM - NAFFCO | NAFFCO | NFIG-RA02-030F | NOS | 4 | 580 | 166 | 0 | 664 | 0 | FALSE |  |  | 0 | NULL
4.1.1.18 | 10342513010 | SELECTOR VALVE 1" (25MM), MODEL: B05511050-NF - NAFFCO | NAFFCO | B05511050-NF | NOS | 1 | 3540.2175 | 1013 | 0 | 1013 | 0 | FALSE |  |  | 0 | NULL
4.1.1.19 | 10342513015 | SELECTOR VALVE 1-1/2" (40MM), MODEL: B05511150-NF - NAFFCO | NAFFCO | B05511150-NF | NOS | 1 | 4749.5598 | 1359 | 0 | 1359 | 0 | FALSE |  |  | 0 | NULL
4.1.1.20 | 10342513020 | SELECTOR VALVE 2" (50MM), MODEL: B05511250-NF - NAFFCO | NAFFCO | B05511250-NF | NOS | 1 | 4796.9375 | 1373 | 0 | 1373 | 0 | FALSE |  |  | 0 | NULL
4.1.1.21 | 10342513025 | SELECTOR VALVE 2-1/2" (65MM), MODEL: B05511350-NF - NAFFCO | NAFFCO | B05511350-NF | NOS | 1 | 10308.3125 | 2950 | 0 | 2950 | 0 | FALSE |  |  | 0 | NULL
4.1.1.22 | 10342513030 | SELECTOR VALVE 3" (80MM), MODEL: B05511450-NF - NAFFCO | NAFFCO | B055115450-NF | NOS | 13 | 12455.9375 | 3564 | 0 | 46332 | 0 | FALSE |  |  | 0 | NULL
4.1.1.23 |  | PILOT CYLINDER ASSEMBLY (FOR MIULTI-ZONE) MAIN+STANDBY COMPLETE WITH ALL ACCESSORIES REQUIRED FOR THIS ASSEMBLY: - HIGH PRESSURE PRMIARY REGULATOR (SET PRESSURE - 6 TO 10 BAR) UL LISTED - 1/4" HIGH PRESSURE PILOT HOSE - CONSTANT FLOW PRESSURE DISHARGE REGULATOR - B8400003-NF - DISCHARGE VALVE, PART NUMBER: B04801218-NF - ELECTROMAGNETIC RELEASE DEVICE, PART NUMBER: B044425146-NF - MANUAL/PNEUMATIC RELEASE DEVICE, PART NUMBER: B04420065-NF - PRESSURE GAUGE, PART NUMBER: 029720221-NF - PILOT CYLINDER, W28.8x14TPI THREADS TO 25E EN ISO 113631-1 - POP OFF VALVE, SET PRESSURE 175 PSI 1/2" CARBON STEEL 300 BAR RATED CHECK VALVE HIGH PRESSURE FITTINGS, HOSE & OTHER ACCESSORIES TO COMPLETE THE ASSEMBLY | NAFFCO |  | NOS | 34 | 6935.9419 | 1985 | 0 | 67490 | 0 | FALSE |  |  | 0 | NULL
4.1.1.24 |  | DISCHARGE NOZZLE | NAFFCO | NAFFCO | NOS | 300 | 180 | 52 | 0 | 15600 | 0 | FALSE |  |  | 0 | NULL
4.1.1.25 | 10341512137 | PRESSURE RELIEF DEVICE FOR MANIFOLD, P/N.# 029730037 FOR NAFFCOINERT UL CLEAN AGENT FIRE SUPPRESSION SYSTEM | NAFFCO | P/N #29730037 | NOS | 3 | 1900 | 544 | 0 | 1632 | 0 | FALSE |  |  | 0 | NULL
4.1.1.26 | 10341512022 | PRESSURE & FLOW DETECTOR SWITCH, P/N.# 028250050 FOR NAFFCOINERT UL CLEAN AGENT FIRE SUPPRESSION SYSTEM | NAFFCO | P/N # 28250050 | NOS | 17 | 690 | 198 | 0 | 3366 | 0 | FALSE |  |  | 0 | NULL
4.1.1.27 |  | CHECK VALVE IN CYLINDER MANIFOLD/MAIN RESERVE HEADER PIPE - 2" | NAFFCO | 504.10008BI | NOS | 2 | 727.3048 | 209 | 0 | 418 | 0 | FALSE |  |  | 0 | NULL
4.1.1.28 |  | WARNING SIGN | NAFFCO |  | SET | 22 | 300 | 86 | 0 | 1892 | 0 | FALSE |  |  | 0 | NULL
4.1.2 |  | ELECTRICAL COMPONENTS |  |  |  | 0 | 0 | 0 | 0 | 0 | 0 | FALSE |  |  | 0 | NULL
4.1.2.1 |  | 2 LOOP ADDRESSABLE FIRE EXTINGUISHING PANEL, COMPLETE WITH: 2 SET X 18 AH 12 V DC NI-CD BATTERY | Cheetah Xi - FIKE / YUASA / DAHUA** | 10-068-R-1-L | SETS | 1 | 8500 | 2432 | 0 | 2432 | 0 | FALSE |  |  | 0 | NULL
4.1.2.2 |  | SUPPLEMENTAL LOOP MODULE | FIKE | 10-2473 | NOS | 1 | 1177.1032 | 337 | 0 | 337 | 0 | FALSE |  |  | 0 | NULL
4.1.2.3 |  | PHOTOELECTRIC SMOKE DETECTOR w/base | FIKE | 63-1058 & 63-1061 | NOS | 198 | 450 | 129 | 0 | 25542 | 0 | FALSE |  |  | 0 | NULL
4.1.2.4 |  | EXPLOSION PROOF PROBE TYPE HEAT DETECTOR WITH BASE | FIKE | 60-009 | NOS | 22 | 450 | 129 | 0 | 2838 | 0 | FALSE |  |  | 0 | NULL
4.1.2.5 |  | HORN | e2S | A100DC024MA1A1R | NOS | 21 | 1050 | 301 | 0 | 6321 | 0 | FALSE |  |  | 0 | NULL
4.1.2.6 |  | EXPLOSION PROOF HORN | e2S | D2xS1-DC024-A-N-3-A1-R | NOS | 1 | 2950 | 845 | 0 | 845 | 0 | FALSE |  |  | 0 | NULL
4.1.2.7 |  | STROBE HORN | SHIELD | SH-HSIR | NOS | 21 | 150 | 43 | 0 | 903 | 0 | FALSE |  |  | 0 | NULL
4.1.2.8 |  | EXPLOSION PROOF STROBE HORN | e2S | BExCS11005-DPR-DC024-A-N-3-A1-R-R | NOS | 1 | 5250 | 1503 | 0 | 1503 | 0 | FALSE |  |  | 0 | NULL
4.1.2.9 |  | STROBE LIGHT WITH BACKBOX | SHIELD | S-C8057 | NOS | 21 | 88 | 26 | 0 | 546 | 0 | FALSE |  |  | 0 | NULL
4.1.2.10 |  | EXPLOSION PROOF STROBE LIGHT | e2S | BEXBGL2-DP-DC024-A-N-3-A1-R-R | NOS | 1 | 3750 | 1073 | 0 | 1073 | 0 | FALSE |  |  | 0 | NULL
4.1.2.11 |  | MAIN RESERVE SELECTOR SWITCH WITH BACKBOX 1 NO. X MAIN/RESERVE SELECTOR SWITCH 1 NO. X SUITABLE BASE PLATE TO MOUNT DPDT RELAYS AND TERMINALS 11 NO. X DPDT RELAY CONTACTS/SUITABLE RELAYS PLUG IN SOCKTES 80 NOS. X TERMINALS IN DIN RAIL 40 NOS. X M20 BRASS/PVC CABLE GLANDS SUITED FOR 2 CORE X 1.5 UNARMOURED CABLE 40 NOS. X PVC SHROUDS WITH EARTH TAG 40 NOS. X CABLE ENTRY FOR 2 CORE X 1.5 UNARMOURED CABLE 1 NO. X CUSTOM FABRICATED BOX OF SUITABLE SIZE ACCOMODATING THE ABOVE ITEMS | FIKE | 10-2967 | SETS | 1 | 345 | 99 | 0 | 99 | 0 | FALSE |  |  | 0 | NULL
4.1.2.12 |  | ABORT SWITCHES WITH BACKBOX | FIKE | 10-1639 | NOS | 22 | 360 | 103 | 0 | 2266 | 0 | FALSE |  |  | 0 | NULL
4.1.2.13 |  | MANUAL RELEASE SWITCH WITH BACKBOX | FIKE | 10‐2963 | NOS | 22 | 435 | 125 | 0 | 2750 | 0 | FALSE |  |  | 0 | NULL
4.1.2.14 |  | STI WEATHERPROOF COVER FOR SWITCHES (IP54) | STI STOPPER | STI 3150 | NOS | 22 | 352 | 101 | 0 | 2222 | 0 | FALSE |  |  | 0 | NULL
4.1.2.15 |  | RELEASE CONTROL MODULE W/ ISOLATOR BASE | FIKE | 55 -053 | NOS | 28 | 1140 | 327 | 0 | 9156 | 0 | FALSE |  |  | 0 | NULL
4.1.2.16 |  | MINI MONITOR MODULE W/ ISOLATOR BASE | FIKE | 55 -050 | NOS | 23 | 340 | 98 | 0 | 2254 | 0 | FALSE |  |  | 0 | NULL
4.1.2.17 |  | MONITOR MODULE W/ ISOLATOR | FIKE | 55 -046 | NOS | 165 | 380 | 109 | 0 | 17985 | 0 | FALSE |  |  | 0 | NULL
4.1.2.18 |  | CONTROL MODULE W/ ISOLATOR | FIKE | 55 -047 | NOS | 88 | 435 | 125 | 0 | 11000 | 0 | FALSE |  |  | 0 | NULL
4.1.2.19 |  | RELAY MODULE WITH ISOLATOR | FIKE | 55-048 | NOS | 10 | 388.8144 | 112 | 0 | 1120 | 0 | FALSE |  |  | 0 | NULL
4.1.2.20 |  | POWER SUPPLY UNIT, 24V DC ,10 Amps, W / battery | FIKE | 10-2829-1-0-01-0-1-01 | NOS | 2 | 1676 | 480 | 0 | 960 | 0 | FALSE |  |  | 0 | NULL
4.1.2.21 |  | WEATHER PROOF STATUS INDICATOR WITH KEY SWITCH | FIKE | 02-13946 | NOS | 22 | 4531.345 | 1297 | 0 | 28534 | 0 | FALSE |  |  | 0 | NULL
4.1.2.22 |  | ILLUMINATED WARNING SIGN "DONT ENTER GAS DISCHARGED" - WEATHER PROOF | SHIELD/AMPAC | SK27202/ Enclsoure: 4210-0120 & Fascia Plate: 4210-013 | NOS | 22 | 2750 | 787 | 0 | 17314 | 0 | FALSE |  |  | 0 | NULL
4.1.3 |  | MECHANICAL COMPONENTS (RESERVE) |  |  |  | 0 | 0 | 0 | 0 | 0 | 0 | FALSE |  |  | 0 | NULL
4.1.3.1 |  | 140 LITER, 300 BAR INERT GAS CYLINDER - MODEL: NF IG541-300-140 - NAFFCO COMPLETE WITH: '- 140 LITER 356 MM DIA. CYLINDER FILLED WITH IG-541 AGENT - DISCHARGE HEAD VALVE WITH PRESSURE GAUGE, PRESSURE SWITH FOR 300 BAR - SAFETY/PROTECTION CAP, - CYLINDER ID LABEL FOR 300 BAR, IG-541 GAS, 140 LTR. - CONSTANT PRESSURE REGULATOR FOR 300 BAR, MODEL B08400003-NF, - GASKET, MODEL 024100104-NF | NAFFCO | NF IG541-300-140 | SETS | 84 | 5820 | 1666 | 0 | 139944 | 0 | FALSE |  |  | 0 | NULL
4.1.3.2 | 10341512133 | ELECTRO MAGNETIC DEVICE WITH DIODE, INLET THREADED TO M42 X 1.5, 24V DC, 0.5 A, IP 65 RATED, P/N.# B04425146 FOR UL LISTED FIRE SUPPRESSION SYSTEM (REFER ITEM.# 10341512136) | NAFFCO | B04425148 | NOS | 11 | 790 | 227 | 0 | 2497 | 0 | FALSE |  |  | 0 | NULL
4.1.3.3 | 10341512520 | MONITORING SWITCH FOR ELECTROMAGNETIC DEVICE FOR UL LISTED NAFFCOINERT SYSTEM, PART NO: 029905200-NF - NAFFCO | NAFFCO | 029905200-NF | NOS | 11 | 350 | 101 | 0 | 1111 | 0 | FALSE |  |  | 0 | NULL
4.1.3.4 | 10341512120 | MANUAL / PNEUMATIC RELEASE DEVICE, WP 300 BAR, INLET THREADED TO M42 X 1.5, PNEUMATIC LINE CONNECTION G 1/8", P/N.# B04420065-NF FOR UL LISTED FIRE SUPPRESSION SYSTEM | NAFFCO | B04420065 | NOS | 11 | 120 | 35 | 0 | 385 | 0 | FALSE |  |  | 0 | NULL
4.1.3.5 | 10341512122 | PNEUMATIC RELEASE DEVICE, WP 300 BAR, INLET THREADED TO M42 X 1.5, PNEUMATIC LINE CONNECTION G 1/8", P/N.# B04420066NF FOR UL LISTED FIRE SUPPRESSION SYSTEM | NAFFCO | B04420066 | NOS | 73 | 80 | 23 | 0 | 1679 | 0 | FALSE |  |  | 0 | NULL
4.1.3.6 | 10343512025 | DISCHARGE HOSE, DN16, WP 350 BAR, B/P 1400 BAR, 400MM LENGTH, INLET FEMALE THREAD TO W 21.8 X 1/14" TO DIN 477 & OUTLET FEMALE THREAD TO G 3/4", P/N.# B06920225-NF FOR NAFFCOINERT UL CLEAN AGENT FIRE SUPPRESSION SYSTEM | NAFFCO | B06920225-NF | NOS | 84 | 180 | 52 | 0 | 4368 | 0 | FALSE |  |  | 0 | NULL
4.1.3.7 | 10343012208 | MANIFOLD CHECK VALVE, BRASS, MAX W/P 100 BAR, TP 150 BAR, HOSE CONNECTION THREAD G3/4", MANIFOLD CONNECTION THREAD R1" DN12, P/N.# B04600008-NF FOR UL LISTED FIRE SUPPRESSION SYSTEM | NAFFCO | B04600008 | NOS | 84 | 130 | 38 | 0 | 3192 | 0 | FALSE |  |  | 0 | NULL
4.1.3.8 | 10343512032 | PILOT HOSE, SYNTHETIC RUBBER OIL RESISTANT W/STRAIGHT FITTINGS M12 X 1.5 FEMALE THREAD IN BOTH ENDS, 700MM LONG, W/P 400 BAR, B/P 1600 BAR, TEMP RANGE: -40 C. TO 100 C, P/N.# B06920212 FOR UL LISTED FIRE SUPPRESSION SYSTEM | NAFFCO | B06920212-NF | NOS | 30 | 70 | 21 | 0 | 630 | 0 | FALSE |  |  | 0 | NULL
4.1.3.9 | 10343512033 | PILOT HOSE, SYNTHETIC RUBBER OIL RESISTANT W/STRAIGHT FITTINGS M12 X 1.5 FEMALE THREAD IN BOTH ENDS, 500MM LONG, W/P 400 BAR, B/P 1600 BAR, TEMP RANGE: -40 C. TO 100 C, P/N.# B06920213 FOR UL LISTED FIRE SUPPRESSION SYSTEM | NAFFCO | B06920213-NF | NOS | 51 | 70 | 21 | 0 | 1071 | 0 | FALSE |  |  | 0 | NULL
4.1.3.10 | 10349012606 | CONNECTING ADAPTOR, M12 X 1.5 MALE THREADED & G 1/8" MALE THREADED, P/N.# 029510006 FOR UL LISTED FIRE SUPPRESSION SYSTEM | NAFFCO | 029510006 | NOS | 162 | 20 | 6 | 0 | 972 | 0 | FALSE |  |  | 0 | NULL
4.1.3.11 | 10344012323 | MANIFOLD FOR 3 CYLINDER NAFFCOINERT UL CLEAN AGENT FIRE SUPPRESSION SYSTEM, 360 DIA CYLINDER, P/N.# NFIG-360-SRM3 - NAFFCO | NAFFCO | NFIG-360-SRM3 | NOS | 8 | 880 | 252 | 0 | 2016 | 0 | FALSE |  |  | 0 | NULL
4.1.3.12 | 10344012325 | MANIFOLD FOR 5 CYLINDER NAFFCOINERT UL CLEAN AGENT FIRE SUPPRESSION SYSTEM, 360 DIA CYLINDER, P/N.# NFIG-360-SRM5 - NAFFCO | NAFFCO | NFIG-360-SRM5 | NOS | 12 | 1060 | 304 | 0 | 3648 | 0 | FALSE |  |  | 0 | NULL
4.1.3.13 |  | MANIFOLD END CAP WITH PORT | NAFFCO |  | NOS | 4 | 150 | 43 | 0 | 172 | 0 | FALSE |  |  | 0 | NULL
4.1.3.14 |  | MANIFOLD END CAP WITHOUT PORT | NAFFCO |  | NOS | 20 | 100 | 29 | 0 | 580 | 0 | FALSE |  |  | 0 | NULL
4.1.3.15 | 10344212380 | RACK ASSEMBLY FOR 10 CYLINDERS, DOUBLE ROW, FLOOR MOUNTING TYPE, CYLINDER DIA: 360MM, CAPACITY: 67L, 80L & 140L, PRESSURE RATING: 200 / 300BAR, MODEL: NFIG-RA02-050F FOR NAFFCOINERT UL CLEAN AGENT FIRE SUPPRESSION SYSTEM - NAFFCO | NAFFCO | NFIG-RA02-050F | NOS | 6 | 680 | 195 | 0 | 1170 | 0 | FALSE |  |  | 0 | NULL
4.1.3.16 | 10344212376 | RACK ASSEMBLY FOR 6 CYLINDERS, DOUBLE ROW, FLOOR MOUNTING TYPE, CYLINDER DIA: 360MM, CAPACITY: 67L, 80L & 140L, PRESSURE RATING: 200 / 300BAR, MODEL: NFIG-RA02-030F FOR NAFFCOINERT UL CLEAN AGENT FIRE SUPPRESSION SYSTEM - NAFFCO | NAFFCO | NFIG-RA02-030F | NOS | 4 | 580 | 166 | 0 | 664 | 0 | FALSE |  |  | 0 | NULL
4.1.3.17 |  | PRESSURE RELIEF VENT (OPTIONAL) |  |  |  | 0 | 0 | 0 | 0 | 0 | 0 | FALSE |  |  | 0 | NULL
4.1.3.18 | 15466240212 | PRESSURE RELIEF DAMPER, SIZE: 1120 X 1120 X 120MM, MODEL: SHXUN1000 - AFP | AFP | SHXUN1000 | NOS | 13 | 5071.8648 | 1452 | 0 | 18876 | 0 | FALSE |  |  | 0 | NULL
4.1.3.19 | 15466240182 | PRESSURE RELIEF DAMPER, SIZE: 820 X 820 X 120MM, MODEL: SHXUN700 - AFP | AFP | SHXUN700 | NOS | 2 | 4166.1493 | 1192 | 0 | 2384 | 0 | FALSE |  |  | 0 | NULL
4.1.3.20 | 15466240162 | PRESSURE RELIEF DAMPER, SIZE: 620 X 620 X 120MM, MODEL: SHXUN500 - AFP | AFP | SHXUN500 | NOS | 1 | 3329.1499 | 953 | 0 | 953 | 0 | FALSE |  |  | 0 | NULL
4.2 |  | ADMIN BUILDING |  |  |  | 0 | 0 | 0 | 0 | 0 | 0 | FALSE |  |  | 0 | NULL
4.2.1 |  | MECHANICAL COMPONENTS (MAIN) |  |  |  | 0 | 0 | 0 | 0 | 0 | 0 | FALSE |  |  | 0 | NULL
4.2.1.1 |  | 140 LITER, 300 BAR INERT GAS CYLINDER - MODEL: NF IG541-300-140 - NAFFCO COMPLETE WITH: '- 140 LITER 356 MM DIA. CYLINDER FILLED WITH IG-541 AGENT - DISCHARGE HEAD VALVE WITH PRESSURE GAUGE, PRESSURE SWITH FOR 300 BAR - SAFETY/PROTECTION CAP, - CYLINDER ID LABEL FOR 300 BAR, IG-541 GAS, 140 LTR. - CONSTANT PRESSURE REGULATOR FOR 300 BAR, MODEL B08400003-NF, - GASKET, MODEL 024100104-NF | NAFFCO | NF IG541-300-140 | SETS | 26 | 5820 | 1666 | 0 | 43316 | 0 | FALSE |  |  | 0 | NULL
4.2.1.2 | 10341512133 | ELECTRO MAGNETIC DEVICE WITH DIODE, INLET THREADED TO M42 X 1.5, 24V DC, 0.5 A, IP 65 RATED, P/N.# B04425146 FOR UL LISTED FIRE SUPPRESSION SYSTEM (REFER ITEM.# 10341512136) | NAFFCO | B04425148 | NOS | 3 | 790 | 227 | 0 | 681 | 0 | FALSE |  |  | 0 | NULL
4.2.1.3 | 10349012810 | RESET TOOL FOR ELECTRO MAGNETIC DEVICE FOR INERT GAS SYSTEM, P/N.# 029210064 (OLD P/N.# 023000064) - NAFFCO | NAFFCO | 029210064 (023000064) | NOS | 3 | 110 | 32 | 0 | 96 | 0 | FALSE |  |  | 0 | NULL
4.2.1.4 | 10341512120 | MANUAL / PNEUMATIC RELEASE DEVICE, WP 300 BAR, INLET THREADED TO M42 X 1.5, PNEUMATIC LINE CONNECTION G 1/8", P/N.# B04420065-NF FOR UL LISTED FIRE SUPPRESSION SYSTEM | NAFFCO | B04420065 | NOS | 3 | 120 | 35 | 0 | 105 | 0 | FALSE |  |  | 0 | NULL
4.2.1.5 | 10341512122 | PNEUMATIC RELEASE DEVICE, WP 300 BAR, INLET THREADED TO M42 X 1.5, PNEUMATIC LINE CONNECTION G 1/8", P/N.# B04420066NF FOR UL LISTED FIRE SUPPRESSION SYSTEM | NAFFCO | B04420066 | NOS | 23 | 80 | 23 | 0 | 529 | 0 | FALSE |  |  | 0 | NULL
4.2.1.6 | 10343512025 | DISCHARGE HOSE, DN16, WP 350 BAR, B/P 1400 BAR, 400MM LENGTH, INLET FEMALE THREAD TO W 21.8 X 1/14" TO DIN 477 & OUTLET FEMALE THREAD TO G 3/4", P/N.# B06920225-NF FOR NAFFCOINERT UL CLEAN AGENT FIRE SUPPRESSION SYSTEM | NAFFCO | B06920225-NF | NOS | 26 | 180 | 52 | 0 | 1352 | 0 | FALSE |  |  | 0 | NULL
4.2.1.7 | 10343012208 | MANIFOLD CHECK VALVE, BRASS, MAX W/P 100 BAR, TP 150 BAR, HOSE CONNECTION THREAD G3/4", MANIFOLD CONNECTION THREAD R1" DN12, P/N.# B04600008-NF FOR UL LISTED FIRE SUPPRESSION SYSTEM | NAFFCO | B04600008 | NOS | 26 | 130 | 38 | 0 | 988 | 0 | FALSE |  |  | 0 | NULL
4.2.1.8 | 10343512032 | PILOT HOSE, SYNTHETIC RUBBER OIL RESISTANT W/STRAIGHT FITTINGS M12 X 1.5 FEMALE THREAD IN BOTH ENDS, 700MM LONG, W/P 400 BAR, B/P 1600 BAR, TEMP RANGE: -40 C. TO 100 C, P/N.# B06920212 FOR UL LISTED FIRE SUPPRESSION SYSTEM | NAFFCO | B06920212-NF | NOS | 7 | 70 | 21 | 0 | 147 | 0 | FALSE |  |  | 0 | NULL
4.2.1.9 | 10343512033 | PILOT HOSE, SYNTHETIC RUBBER OIL RESISTANT W/STRAIGHT FITTINGS M12 X 1.5 FEMALE THREAD IN BOTH ENDS, 500MM LONG, W/P 400 BAR, B/P 1600 BAR, TEMP RANGE: -40 C. TO 100 C, P/N.# B06920213 FOR UL LISTED FIRE SUPPRESSION SYSTEM | NAFFCO | B06920213-NF | NOS | 17 | 70 | 21 | 0 | 357 | 0 | FALSE |  |  | 0 | NULL
4.2.1.10 | 10349012606 | CONNECTING ADAPTOR, M12 X 1.5 MALE THREADED & G 1/8" MALE THREADED, P/N.# 029510006 FOR UL LISTED FIRE SUPPRESSION SYSTEM | NAFFCO | 029510006 | NOS | 48 | 20 | 6 | 0 | 288 | 0 | FALSE |  |  | 0 | NULL
4.2.1.11 | 10346012640 | BLEED VALVE, P/N.# 029730040-NF FOR UL LISTED FIRE SUPPRESSION SYSTEM | NAFFCO | 029730040 | NOS | 1 | 170 | 49 | 0 | 49 | 0 | FALSE |  |  | 0 | NULL
4.2.1.12 | 10344012323 | MANIFOLD FOR 3 CYLINDER NAFFCOINERT UL CLEAN AGENT FIRE SUPPRESSION SYSTEM, 360 DIA CYLINDER, P/N.# NFIG-360-SRM3 - NAFFCO | NAFFCO | NFIG-360-SRM3 | NOS | 2 | 880 | 252 | 0 | 504 | 0 | FALSE |  |  | 0 | NULL
4.2.1.13 | 10344012325 | MANIFOLD FOR 5 CYLINDER NAFFCOINERT UL CLEAN AGENT FIRE SUPPRESSION SYSTEM, 360 DIA CYLINDER, P/N.# NFIG-360-SRM5 - NAFFCO | NAFFCO | NFIG-360-SRM5 | NOS | 4 | 1060 | 304 | 0 | 1216 | 0 | FALSE |  |  | 0 | NULL
4.2.1.14 |  | MANIFOLD END CAP WITH PORT | NAFFCO |  | NOS | 6 | 150 | 43 | 0 | 258 | 0 | FALSE |  |  | 0 | NULL
4.2.1.15 |  | MANIFOLD END CAP WITHOUT PORT | NAFFCO |  | NOS | 2 | 100 | 29 | 0 | 58 | 0 | FALSE |  |  | 0 | NULL
4.2.1.16 | 10344212380 | RACK ASSEMBLY FOR 10 CYLINDERS, DOUBLE ROW, FLOOR MOUNTING TYPE, CYLINDER DIA: 360MM, CAPACITY: 67L, 80L & 140L, PRESSURE RATING: 200 / 300BAR, MODEL: NFIG-RA02-050F FOR NAFFCOINERT UL CLEAN AGENT FIRE SUPPRESSION SYSTEM - NAFFCO | NAFFCO | NFIG-RA02-050F | NOS | 2 | 680 | 195 | 0 | 390 | 0 | FALSE |  |  | 0 | NULL
4.2.1.17 | 10344212376 | RACK ASSEMBLY FOR 6 CYLINDERS, DOUBLE ROW, FLOOR MOUNTING TYPE, CYLINDER DIA: 360MM, CAPACITY: 67L, 80L & 140L, PRESSURE RATING: 200 / 300BAR, MODEL: NFIG-RA02-030F FOR NAFFCOINERT UL CLEAN AGENT FIRE SUPPRESSION SYSTEM - NAFFCO | NAFFCO | NFIG-RA02-030F | NOS | 1 | 580 | 166 | 0 | 166 | 0 | FALSE |  |  | 0 | NULL
4.2.1.18 | 10342513020 | SELECTOR VALVE 2" (50MM), MODEL: B05511250-NF - NAFFCO | NAFFCO | B05511250-NF | NOS | 2 | 4796.9375 | 1373 | 0 | 2746 | 0 | FALSE |  |  | 0 | NULL
4.2.1.19 | 10342513030 | SELECTOR VALVE 3" (80MM), MODEL: B05511450-NF - NAFFCO | NAFFCO | B055115450-NF | NOS | 1 | 12455.9375 | 3564 | 0 | 3564 | 0 | FALSE |  |  | 0 | NULL
4.2.1.20 |  | PILOT CYLINDER ASSEMBLY (FOR MIULTI-ZONE) MAIN+STANDBY COMPLETE WITH ALL ACCESSORIES REQUIRED FOR THIS ASSEMBLY: - HIGH PRESSURE PRMIARY REGULATOR (SET PRESSURE - 6 TO 10 BAR) UL LISTED - 1/4" HIGH PRESSURE PILOT HOSE - CONSTANT FLOW PRESSURE DISHARGE REGULATOR - B8400003-NF - DISCHARGE VALVE, PART NUMBER: B04801218-NF - ELECTROMAGNETIC RELEASE DEVICE, PART NUMBER: B044425146-NF - MANUAL/PNEUMATIC RELEASE DEVICE, PART NUMBER: B04420065-NF - PRESSURE GAUGE, PART NUMBER: 029720221-NF - PILOT CYLINDER, W28.8x14TPI THREADS TO 25E EN ISO 113631-1 - POP OFF VALVE, SET PRESSURE 175 PSI 1/2" CARBON STEEL 300 BAR RATED CHECK VALVE HIGH PRESSURE FITTINGS, HOSE & OTHER ACCESSORIES TO COMPLETE THE ASSEMBLY | NAFFCO |  | NOS | 6 | 6935.9419 | 1985 | 0 | 11910 | 0 | FALSE |  |  | 0 | NULL
4.2.1.21 |  | DISCHARGE NOZZLE | NAFFCO | NAFFCO | NOS | 42 | 180 | 52 | 0 | 2184 | 0 | FALSE |  |  | 0 | NULL
4.2.1.22 | 10341512137 | PRESSURE RELIEF DEVICE FOR MANIFOLD, P/N.# 029730037 FOR NAFFCOINERT UL CLEAN AGENT FIRE SUPPRESSION SYSTEM | NAFFCO | P/N #29730037 | NOS | 4 | 1900 | 544 | 0 | 2176 | 0 | FALSE |  |  | 0 | NULL
4.2.1.23 | 10341512022 | PRESSURE & FLOW DETECTOR SWITCH, P/N.# 028250050 FOR NAFFCOINERT UL CLEAN AGENT FIRE SUPPRESSION SYSTEM | NAFFCO | P/N # 28250050 | NOS | 3 | 690 | 198 | 0 | 594 | 0 | FALSE |  |  | 0 | NULL
4.2.1.24 |  | CHECK VALVE IN CYLINDER MANIFOLD/MAIN RESERVE HEADER PIPE - 2" | NAFFCO | 504.10008BI | NOS | 2 | 727.3048 | 209 | 0 | 418 | 0 | FALSE |  |  | 0 | NULL
4.2.1.25 |  | WARNING SIGN | NAFFCO |  | SET | 3 | 300 | 86 | 0 | 258 | 0 | FALSE |  |  | 0 | NULL
4.2.2 |  | ELECTRICAL COMPONENTS |  |  |  | 0 | 0 | 0 | 0 | 0 | 0 | FALSE |  |  | 0 | NULL
4.2.2.1 |  | 2 LOOP ADDRESSABLE FIRE EXTINGUISHING PANEL, COMPLETE WITH: 2 SET X 18 AH 12 V DC NI-CD BATTERY | Cheetah Xi - FIKE / YUASA / DAHUA** | 10-068-R-1-L | SETS | 1 | 8500 | 2432 | 0 | 2432 | 0 | FALSE |  |  | 0 | NULL
4.2.2.2 |  | PHOTOELECTRIC SMOKE DETECTOR w/base | FIKE | 63-1058 & 63-1061 | NOS | 36 | 450 | 129 | 0 | 4644 | 0 | FALSE |  |  | 0 | NULL
4.2.2.3 |  | REMOTE INDICATOR | SYSTEM SENSOR | RA100Z | NOS | 18 | 100 | 29 | 0 | 522 | 0 | FALSE |  |  | 0 | NULL
4.2.2.4 |  | HORN | e2S | A100DC024MA1A1R | NOS | 3 | 1050 | 301 | 0 | 903 | 0 | FALSE |  |  | 0 | NULL
4.2.2.5 |  | STROBE HORN | SHIELD | SH-HSIR | NOS | 3 | 150 | 43 | 0 | 129 | 0 | FALSE |  |  | 0 | NULL
4.2.2.6 |  | STROBE LIGHT WITH BACKBOX | SHIELD | S-C8057 | NOS | 3 | 88 | 26 | 0 | 78 | 0 | FALSE |  |  | 0 | NULL
4.2.2.7 |  | MAIN RESERVE SELECTOR SWITCH WITH BACKBOX 1 NO. X MAIN/RESERVE SELECTOR SWITCH 1 NO. X SUITABLE BASE PLATE TO MOUNT DPDT RELAYS AND TERMINALS 3 NO. X DPDT RELAY CONTACTS/SUITABLE RELAYS PLUG IN SOCKTES 32 NOS. X TERMINALS IN DIN RAIL 16 NOS. X M20 BRASS/PVC CABLE GLANDS SUITED FOR 2 CORE X 1.5 UNARMOURED CABLE 16 NOS. X PVC SHROUDS WITH EARTH TAG 16 NOS. X CABLE ENTRY FOR 2 CORE X 1.5 UNARMOURED CABLE 1 NO. X CUSTOM FABRICATED BOX OF SUITABLE SIZE ACCOMODATING THE ABOVE ITEMS | FIKE | 10-2967 | SETS | 1 | 345 | 99 | 0 | 99 | 0 | FALSE |  |  | 0 | NULL
4.2.2.8 |  | ABORT SWITCHES WITH BACKBOX | FIKE | 10-1639 | NOS | 3 | 360 | 103 | 0 | 309 | 0 | FALSE |  |  | 0 | NULL
4.2.2.9 |  | MANUAL RELEASE SWITCH WITH BACKBOX | FIKE | 10‐2963 | NOS | 3 | 435 | 125 | 0 | 375 | 0 | FALSE |  |  | 0 | NULL
4.2.2.10 |  | STI WEATHERPROOF COVER FOR SWITCHES (IP54) | STI STOPPER | STI 3150 | NOS | 3 | 352 | 101 | 0 | 303 | 0 | FALSE |  |  | 0 | NULL
4.2.2.11 |  | RELEASE CONTROL MODULE W/ ISOLATOR BASE | FIKE | 55 -053 | NOS | 6 | 1140 | 327 | 0 | 1962 | 0 | FALSE |  |  | 0 | NULL
4.2.2.12 |  | MINI MONITOR MODULE W/ ISOLATOR BASE | FIKE | 55 -050 | NOS | 4 | 340 | 98 | 0 | 392 | 0 | FALSE |  |  | 0 | NULL
4.2.2.13 |  | MONITOR MODULE W/ ISOLATOR | FIKE | 55 -046 | NOS | 30 | 380 | 109 | 0 | 3270 | 0 | FALSE |  |  | 0 | NULL
4.2.2.14 |  | CONTROL MODULE W/ ISOLATOR | FIKE | 55 -047 | NOS | 12 | 435 | 125 | 0 | 1500 | 0 | FALSE |  |  | 0 | NULL
4.2.2.15 |  | RELAY MODULE WITH ISOLATOR | FIKE | 55-048 | NOS | 3 | 388.8144 | 112 | 0 | 336 | 0 | FALSE |  |  | 0 | NULL
4.2.2.16 |  | POWER SUPPLY UNIT, 24V DC ,10 Amps, W / battery | FIKE | 10-2829-1-0-01-0-1-01 | NOS | 1 | 1676 | 480 | 0 | 480 | 0 | FALSE |  |  | 0 | NULL
4.2.2.17 |  | WEATHER PROOF STATUS INDICATOR WITH KEY SWITCH | FIKE | 02-13946 | NOS | 3 | 4531.345 | 1297 | 0 | 3891 | 0 | FALSE |  |  | 0 | NULL
4.2.2.18 |  | ILLUMINATED WARNING SIGN "DONT ENTER GAS DISCHARGED" - WEATHER PROOF | SHIELD/AMPAC | SK27202/ Enclsoure: 4210-0120 & Fascia Plate: 4210-013 | NOS | 3 | 2750 | 787 | 0 | 2361 | 0 | FALSE |  |  | 0 | NULL
4.2.3 |  | MECHANICAL COMPONENTS (RESERVE) |  |  |  | 0 | 0 | 0 | 0 | 0 | 0 | FALSE |  |  | 0 | NULL
4.2.3.1 |  | 140 LITER, 300 BAR INERT GAS CYLINDER - MODEL: NF IG541-300-140 - NAFFCO COMPLETE WITH: '- 140 LITER 356 MM DIA. CYLINDER FILLED WITH IG-541 AGENT - DISCHARGE HEAD VALVE WITH PRESSURE GAUGE, PRESSURE SWITH FOR 300 BAR - SAFETY/PROTECTION CAP, - CYLINDER ID LABEL FOR 300 BAR, IG-541 GAS, 140 LTR. - CONSTANT PRESSURE REGULATOR FOR 300 BAR, MODEL B08400003-NF, - GASKET, MODEL 024100104-NF | NAFFCO | NF IG541-300-140 | SETS | 26 | 5820 | 1666 | 0 | 43316 | 0 | FALSE |  |  | 0 | NULL
4.2.3.2 | 10341512133 | ELECTRO MAGNETIC DEVICE WITH DIODE, INLET THREADED TO M42 X 1.5, 24V DC, 0.5 A, IP 65 RATED, P/N.# B04425146 FOR UL LISTED FIRE SUPPRESSION SYSTEM (REFER ITEM.# 10341512136) | NAFFCO | B04425148 | NOS | 3 | 790 | 227 | 0 | 681 | 0 | FALSE |  |  | 0 | NULL
4.2.3.3 | 10341512520 | MONITORING SWITCH FOR ELECTROMAGNETIC DEVICE FOR UL LISTED NAFFCOINERT SYSTEM, PART NO: 029905200-NF - NAFFCO | NAFFCO | 029905200-NF | NOS | 3 | 350 | 101 | 0 | 303 | 0 | FALSE |  |  | 0 | NULL
4.2.3.4 | 10341512120 | MANUAL / PNEUMATIC RELEASE DEVICE, WP 300 BAR, INLET THREADED TO M42 X 1.5, PNEUMATIC LINE CONNECTION G 1/8", P/N.# B04420065-NF FOR UL LISTED FIRE SUPPRESSION SYSTEM | NAFFCO | B04420065 | NOS | 3 | 120 | 35 | 0 | 105 | 0 | FALSE |  |  | 0 | NULL
4.2.3.5 | 10341512122 | PNEUMATIC RELEASE DEVICE, WP 300 BAR, INLET THREADED TO M42 X 1.5, PNEUMATIC LINE CONNECTION G 1/8", P/N.# B04420066NF FOR UL LISTED FIRE SUPPRESSION SYSTEM | NAFFCO | B04420066 | NOS | 23 | 80 | 23 | 0 | 529 | 0 | FALSE |  |  | 0 | NULL
4.2.3.6 | 10343512025 | DISCHARGE HOSE, DN16, WP 350 BAR, B/P 1400 BAR, 400MM LENGTH, INLET FEMALE THREAD TO W 21.8 X 1/14" TO DIN 477 & OUTLET FEMALE THREAD TO G 3/4", P/N.# B06920225-NF FOR NAFFCOINERT UL CLEAN AGENT FIRE SUPPRESSION SYSTEM | NAFFCO | B06920225-NF | NOS | 26 | 180 | 52 | 0 | 1352 | 0 | FALSE |  |  | 0 | NULL
4.2.3.7 | 10343012208 | MANIFOLD CHECK VALVE, BRASS, MAX W/P 100 BAR, TP 150 BAR, HOSE CONNECTION THREAD G3/4", MANIFOLD CONNECTION THREAD R1" DN12, P/N.# B04600008-NF FOR UL LISTED FIRE SUPPRESSION SYSTEM | NAFFCO | B04600008 | NOS | 26 | 130 | 38 | 0 | 988 | 0 | FALSE |  |  | 0 | NULL
4.2.3.8 | 10343512032 | PILOT HOSE, SYNTHETIC RUBBER OIL RESISTANT W/STRAIGHT FITTINGS M12 X 1.5 FEMALE THREAD IN BOTH ENDS, 700MM LONG, W/P 400 BAR, B/P 1600 BAR, TEMP RANGE: -40 C. TO 100 C, P/N.# B06920212 FOR UL LISTED FIRE SUPPRESSION SYSTEM | NAFFCO | B06920212-NF | NOS | 7 | 70 | 21 | 0 | 147 | 0 | FALSE |  |  | 0 | NULL
4.2.3.9 | 10343512033 | PILOT HOSE, SYNTHETIC RUBBER OIL RESISTANT W/STRAIGHT FITTINGS M12 X 1.5 FEMALE THREAD IN BOTH ENDS, 500MM LONG, W/P 400 BAR, B/P 1600 BAR, TEMP RANGE: -40 C. TO 100 C, P/N.# B06920213 FOR UL LISTED FIRE SUPPRESSION SYSTEM | NAFFCO | B06920213-NF | NOS | 17 | 70 | 21 | 0 | 357 | 0 | FALSE |  |  | 0 | NULL
4.2.3.10 | 10349012606 | CONNECTING ADAPTOR, M12 X 1.5 MALE THREADED & G 1/8" MALE THREADED, P/N.# 029510006 FOR UL LISTED FIRE SUPPRESSION SYSTEM | NAFFCO | 029510006 | NOS | 48 | 20 | 6 | 0 | 288 | 0 | FALSE |  |  | 0 | NULL
4.2.3.11 | 10346012640 | BLEED VALVE, P/N.# 029730040-NF FOR UL LISTED FIRE SUPPRESSION SYSTEM | NAFFCO | 029730040 | NOS | 1 | 170 | 49 | 0 | 49 | 0 | FALSE |  |  | 0 | NULL
4.2.3.12 | 10344012323 | MANIFOLD FOR 3 CYLINDER NAFFCOINERT UL CLEAN AGENT FIRE SUPPRESSION SYSTEM, 360 DIA CYLINDER, P/N.# NFIG-360-SRM3 - NAFFCO | NAFFCO | NFIG-360-SRM3 | NOS | 2 | 880 | 252 | 0 | 504 | 0 | FALSE |  |  | 0 | NULL
4.2.3.13 | 10344012325 | MANIFOLD FOR 5 CYLINDER NAFFCOINERT UL CLEAN AGENT FIRE SUPPRESSION SYSTEM, 360 DIA CYLINDER, P/N.# NFIG-360-SRM5 - NAFFCO | NAFFCO | NFIG-360-SRM5 | NOS | 4 | 1060 | 304 | 0 | 1216 | 0 | FALSE |  |  | 0 | NULL
4.2.3.14 |  | MANIFOLD END CAP WITH PORT | NAFFCO |  | NOS | 6 | 150 | 43 | 0 | 258 | 0 | FALSE |  |  | 0 | NULL
4.2.3.15 |  | MANIFOLD END CAP WITHOUT PORT | NAFFCO |  | NOS | 2 | 100 | 29 | 0 | 58 | 0 | FALSE |  |  | 0 | NULL
4.2.3.16 | 10344212380 | RACK ASSEMBLY FOR 10 CYLINDERS, DOUBLE ROW, FLOOR MOUNTING TYPE, CYLINDER DIA: 360MM, CAPACITY: 67L, 80L & 140L, PRESSURE RATING: 200 / 300BAR, MODEL: NFIG-RA02-050F FOR NAFFCOINERT UL CLEAN AGENT FIRE SUPPRESSION SYSTEM - NAFFCO | NAFFCO | NFIG-RA02-050F | NOS | 2 | 680 | 195 | 0 | 390 | 0 | FALSE |  |  | 0 | NULL
4.2.3.17 | 10344212376 | RACK ASSEMBLY FOR 6 CYLINDERS, DOUBLE ROW, FLOOR MOUNTING TYPE, CYLINDER DIA: 360MM, CAPACITY: 67L, 80L & 140L, PRESSURE RATING: 200 / 300BAR, MODEL: NFIG-RA02-030F FOR NAFFCOINERT UL CLEAN AGENT FIRE SUPPRESSION SYSTEM - NAFFCO | NAFFCO | NFIG-RA02-030F | NOS | 1 | 580 | 166 | 0 | 166 | 0 | FALSE |  |  | 0 | NULL
4.2.3.18 |  | PRESSURE RELIEF VENT (OPTIONAL) |  |  |  | 0 | 0 | 0 | 0 | 0 | 0 | FALSE |  |  | 0 | NULL
4.2.3.19 | 15466240212 | PRESSURE RELIEF DAMPER, SIZE: 1120 X 1120 X 120MM, MODEL: SHXUN1000 - AFP | AFP | SHXUN1000 | NOS | 1 | 5071.8648 | 1452 | 0 | 1452 | 0 | FALSE |  |  | 0 | NULL
4.2.3.20 | 15466240182 | PRESSURE RELIEF DAMPER, SIZE: 820 X 820 X 120MM, MODEL: SHXUN700 - AFP | AFP | SHXUN700 | NOS | 2 | 4166.1493 | 1192 | 0 | 2384 | 0 | FALSE |  |  | 0 | NULL
4.3 |  | STORE BUILDING |  |  |  | 0 | 0 | 0 | 0 | 0 | 0 | FALSE |  |  | 0 | NULL
4.3.1 |  | MECHANICAL COMPONENTS (MAIN) |  |  |  | 0 | 0 | 0 | 0 | 0 | 0 | FALSE |  |  | 0 | NULL
4.3.1.1 |  | 140 LITER, 300 BAR INERT GAS CYLINDER - MODEL: NF IG541-300-140 - NAFFCO COMPLETE WITH: '- 140 LITER 356 MM DIA. CYLINDER FILLED WITH IG-541 AGENT - DISCHARGE HEAD VALVE WITH PRESSURE GAUGE, PRESSURE SWITH FOR 300 BAR - SAFETY/PROTECTION CAP, - CYLINDER ID LABEL FOR 300 BAR, IG-541 GAS, 140 LTR. - CONSTANT PRESSURE REGULATOR FOR 300 BAR, MODEL B08400003-NF, - GASKET, MODEL 024100104-NF | NAFFCO | NF IG541-300-140 | SETS | 31 | 5820 | 1666 | 0 | 51646 | 0 | FALSE |  |  | 0 | NULL
4.3.1.2 | 10341512133 | ELECTRO MAGNETIC DEVICE WITH DIODE, INLET THREADED TO M42 X 1.5, 24V DC, 0.5 A, IP 65 RATED, P/N.# B04425146 FOR UL LISTED FIRE SUPPRESSION SYSTEM (REFER ITEM.# 10341512136) | NAFFCO | B04425148 | NOS | 4 | 790 | 227 | 0 | 908 | 0 | FALSE |  |  | 0 | NULL
4.3.1.3 | 10349012810 | RESET TOOL FOR ELECTRO MAGNETIC DEVICE FOR INERT GAS SYSTEM, P/N.# 029210064 (OLD P/N.# 023000064) - NAFFCO | NAFFCO | 029210064 (023000064) | NOS | 4 | 110 | 32 | 0 | 128 | 0 | FALSE |  |  | 0 | NULL
4.3.1.4 | 10341512120 | MANUAL / PNEUMATIC RELEASE DEVICE, WP 300 BAR, INLET THREADED TO M42 X 1.5, PNEUMATIC LINE CONNECTION G 1/8", P/N.# B04420065-NF FOR UL LISTED FIRE SUPPRESSION SYSTEM | NAFFCO | B04420065 | NOS | 4 | 120 | 35 | 0 | 140 | 0 | FALSE |  |  | 0 | NULL
4.3.1.5 | 10341512122 | PNEUMATIC RELEASE DEVICE, WP 300 BAR, INLET THREADED TO M42 X 1.5, PNEUMATIC LINE CONNECTION G 1/8", P/N.# B04420066NF FOR UL LISTED FIRE SUPPRESSION SYSTEM | NAFFCO | B04420066 | NOS | 27 | 80 | 23 | 0 | 621 | 0 | FALSE |  |  | 0 | NULL
4.3.1.6 | 10343512025 | DISCHARGE HOSE, DN16, WP 350 BAR, B/P 1400 BAR, 400MM LENGTH, INLET FEMALE THREAD TO W 21.8 X 1/14" TO DIN 477 & OUTLET FEMALE THREAD TO G 3/4", P/N.# B06920225-NF FOR NAFFCOINERT UL CLEAN AGENT FIRE SUPPRESSION SYSTEM | NAFFCO | B06920225-NF | NOS | 31 | 180 | 52 | 0 | 1612 | 0 | FALSE |  |  | 0 | NULL
4.3.1.7 | 10343012208 | MANIFOLD CHECK VALVE, BRASS, MAX W/P 100 BAR, TP 150 BAR, HOSE CONNECTION THREAD G3/4", MANIFOLD CONNECTION THREAD R1" DN12, P/N.# B04600008-NF FOR UL LISTED FIRE SUPPRESSION SYSTEM | NAFFCO | B04600008 | NOS | 31 | 130 | 38 | 0 | 1178 | 0 | FALSE |  |  | 0 | NULL
4.3.1.8 | 10343512032 | PILOT HOSE, SYNTHETIC RUBBER OIL RESISTANT W/STRAIGHT FITTINGS M12 X 1.5 FEMALE THREAD IN BOTH ENDS, 700MM LONG, W/P 400 BAR, B/P 1600 BAR, TEMP RANGE: -40 C. TO 100 C, P/N.# B06920212 FOR UL LISTED FIRE SUPPRESSION SYSTEM | NAFFCO | B06920212-NF | NOS | 10 | 70 | 21 | 0 | 210 | 0 | FALSE |  |  | 0 | NULL
4.3.1.9 | 10343512033 | PILOT HOSE, SYNTHETIC RUBBER OIL RESISTANT W/STRAIGHT FITTINGS M12 X 1.5 FEMALE THREAD IN BOTH ENDS, 500MM LONG, W/P 400 BAR, B/P 1600 BAR, TEMP RANGE: -40 C. TO 100 C, P/N.# B06920213 FOR UL LISTED FIRE SUPPRESSION SYSTEM | NAFFCO | B06920213-NF | NOS | 20 | 70 | 21 | 0 | 420 | 0 | FALSE |  |  | 0 | NULL
4.3.1.10 | 10349012606 | CONNECTING ADAPTOR, M12 X 1.5 MALE THREADED & G 1/8" MALE THREADED, P/N.# 029510006 FOR UL LISTED FIRE SUPPRESSION SYSTEM | NAFFCO | 029510006 | NOS | 60 | 20 | 6 | 0 | 360 | 0 | FALSE |  |  | 0 | NULL
4.3.1.11 | 10346012640 | BLEED VALVE, P/N.# 029730040-NF FOR UL LISTED FIRE SUPPRESSION SYSTEM | NAFFCO | 029730040 | NOS | 1 | 170 | 49 | 0 | 49 | 0 | FALSE |  |  | 0 | NULL
4.3.1.12 | 10344012322 | MANIFOLD FOR 2 CYLINDER NAFFCOINERT UL CLEAN AGENT FIRE SUPPRESSION SYSTEM, 360 DIA CYLINDER, P/N.# NFIG-360-SRM2 - NAFFCO | NAFFCO | NFIG-360-SRM2 | NOS | 1 | 630 | 181 | 0 | 181 | 0 | FALSE |  |  | 0 | NULL
4.3.1.13 | 10344012323 | MANIFOLD FOR 3 CYLINDER NAFFCOINERT UL CLEAN AGENT FIRE SUPPRESSION SYSTEM, 360 DIA CYLINDER, P/N.# NFIG-360-SRM3 - NAFFCO | NAFFCO | NFIG-360-SRM3 | NOS | 3 | 880 | 252 | 0 | 756 | 0 | FALSE |  |  | 0 | NULL
4.3.1.14 | 10344012325 | MANIFOLD FOR 5 CYLINDER NAFFCOINERT UL CLEAN AGENT FIRE SUPPRESSION SYSTEM, 360 DIA CYLINDER, P/N.# NFIG-360-SRM5 - NAFFCO | NAFFCO | NFIG-360-SRM5 | NOS | 4 | 1060 | 304 | 0 | 1216 | 0 | FALSE |  |  | 0 | NULL
4.3.1.15 |  | MANIFOLD END CAP WITH PORT | NAFFCO |  | NOS | 8 | 150 | 43 | 0 | 344 | 0 | FALSE |  |  | 0 | NULL
4.3.1.16 |  | MANIFOLD END CAP WITHOUT PORT | NAFFCO |  | NOS | 2 | 100 | 29 | 0 | 58 | 0 | FALSE |  |  | 0 | NULL
4.3.1.17 | 10344212380 | RACK ASSEMBLY FOR 10 CYLINDERS, DOUBLE ROW, FLOOR MOUNTING TYPE, CYLINDER DIA: 360MM, CAPACITY: 67L, 80L & 140L, PRESSURE RATING: 200 / 300BAR, MODEL: NFIG-RA02-050F FOR NAFFCOINERT UL CLEAN AGENT FIRE SUPPRESSION SYSTEM - NAFFCO | NAFFCO | NFIG-RA02-050F | NOS | 2 | 680 | 195 | 0 | 390 | 0 | FALSE |  |  | 0 | NULL
4.3.1.18 | 10344212376 | RACK ASSEMBLY FOR 6 CYLINDERS, DOUBLE ROW, FLOOR MOUNTING TYPE, CYLINDER DIA: 360MM, CAPACITY: 67L, 80L & 140L, PRESSURE RATING: 200 / 300BAR, MODEL: NFIG-RA02-030F FOR NAFFCOINERT UL CLEAN AGENT FIRE SUPPRESSION SYSTEM - NAFFCO | NAFFCO | NFIG-RA02-030F | NOS | 1 | 580 | 166 | 0 | 166 | 0 | FALSE |  |  | 0 | NULL
4.3.1.19 |  | RACK ASSEMBLY FOR 3 CYLINDERS, SINGLE ROW, FLOOR MOUNTING TYPE, CYLINDER DIA: 360MM, CAPACITY: 67L, 80L & 140L, PRESSURE RATING: 200 / 300BAR, MODEL: NFIG-RA02-003F FOR NAFFCOINERT UL CLEAN AGENT FIRE SUPPRESSION SYSTEM - NAFFCO | NAFFCO | NFIG-RA02-003F | NOS | 1 | 380 | 109 | 0 | 109 | 0 | FALSE |  |  | 0 | NULL
4.3.1.20 |  | RACK ASSEMBLY FOR 2 CYLINDERS, SINGLE ROW, FLOOR MOUNTING TYPE, CYLINDER DIA: 360MM, CAPACITY: 67L, 80L & 140L, PRESSURE RATING: 200 / 300BAR, MODEL: NFIG-RA02-002F FOR NAFFCOINERT UL CLEAN AGENT FIRE SUPPRESSION SYSTEM - NAFFCO | NAFFCO | NFIG-RA02-002F | NOS | 1 | 460 | 132 | 0 | 132 | 0 | FALSE |  |  | 0 | NULL
4.3.1.21 | 10342513010 | SELECTOR VALVE 1" (25MM), MODEL: B05511050-NF - NAFFCO | NAFFCO | B05511050-NF | NOS | 2 | 3540.2175 | 1013 | 0 | 2026 | 0 | FALSE |  |  | 0 | NULL
4.3.1.22 | 10342513015 | SELECTOR VALVE 1-1/2" (40MM), MODEL: B05511150-NF - NAFFCO | NAFFCO | B05511150-NF | NOS | 1 | 4749.5598 | 1359 | 0 | 1359 | 0 | FALSE |  |  | 0 | NULL
4.3.1.23 | 10342513030 | SELECTOR VALVE 3" (80MM), MODEL: B05511450-NF - NAFFCO | NAFFCO | B055115450-NF | NOS | 1 | 12455.9375 | 3564 | 0 | 3564 | 0 | FALSE |  |  | 0 | NULL
4.3.1.24 | 10342513040 | SELECTOR VALVE 4" (100MM), MODEL: B05511550-NF - NAFFCO | NAFFCO | B05511550-NF | NOS | 1 | 19519.8125 | 5585 | 0 | 5585 | 0 | FALSE |  |  | 0 | NULL
4.3.1.25 |  | PILOT CYLINDER ASSEMBLY (FOR MIULTI-ZONE) MAIN+STANDBY COMPLETE WITH ALL ACCESSORIES REQUIRED FOR THIS ASSEMBLY: - HIGH PRESSURE PRMIARY REGULATOR (SET PRESSURE - 6 TO 10 BAR) UL LISTED - 1/4" HIGH PRESSURE PILOT HOSE - CONSTANT FLOW PRESSURE DISHARGE REGULATOR - B8400003-NF - DISCHARGE VALVE, PART NUMBER: B04801218-NF - ELECTROMAGNETIC RELEASE DEVICE, PART NUMBER: B044425146-NF - MANUAL/PNEUMATIC RELEASE DEVICE, PART NUMBER: B04420065-NF - PRESSURE GAUGE, PART NUMBER: 029720221-NF - PILOT CYLINDER, W28.8x14TPI THREADS TO 25E EN ISO 113631-1 - POP OFF VALVE, SET PRESSURE 175 PSI 1/2" CARBON STEEL 300 BAR RATED CHECK VALVE HIGH PRESSURE FITTINGS, HOSE & OTHER ACCESSORIES TO COMPLETE THE ASSEMBLY | NAFFCO |  | NOS | 10 | 6935.9419 | 1985 | 0 | 19850 | 0 | FALSE |  |  | 0 | NULL
4.3.1.26 |  | DISCHARGE NOZZLE | NAFFCO | NAFFCO | NOS | 55 | 180 | 52 | 0 | 2860 | 0 | FALSE |  |  | 0 | NULL
4.3.1.27 | 10341512137 | PRESSURE RELIEF DEVICE FOR MANIFOLD, P/N.# 029730037 FOR NAFFCOINERT UL CLEAN AGENT FIRE SUPPRESSION SYSTEM | NAFFCO | P/N #29730037 | NOS | 2 | 1900 | 544 | 0 | 1088 | 0 | FALSE |  |  | 0 | NULL
4.3.1.28 | 10341512022 | PRESSURE & FLOW DETECTOR SWITCH, P/N.# 028250050 FOR NAFFCOINERT UL CLEAN AGENT FIRE SUPPRESSION SYSTEM | NAFFCO | P/N # 28250050 | NOS | 5 | 690 | 198 | 0 | 990 | 0 | FALSE |  |  | 0 | NULL
4.3.1.29 |  | CHECK VALVE IN CYLINDER MANIFOLD/MAIN RESERVE HEADER PIPE - 2" | NAFFCO | 504.10008BI | NOS | 2 | 727.3048 | 209 | 0 | 418 | 0 | FALSE |  |  | 0 | NULL
4.3.1.30 |  | WARNING SIGN | NAFFCO |  | SET | 9 | 300 | 86 | 0 | 774 | 0 | FALSE |  |  | 0 | NULL
4.3.2 |  | ELECTRICAL COMPONENTS |  |  |  | 0 | 0 | 0 | 0 | 0 | 0 | FALSE |  |  | 0 | NULL
4.3.2.1 |  | 2 LOOP ADDRESSABLE FIRE EXTINGUISHING PANEL, COMPLETE WITH: 2 SET X 18 AH 12 V DC NI-CD BATTERY | Cheetah Xi - FIKE / YUASA / DAHUA** | 10-068-R-1-L | SETS | 1 | 8500 | 2432 | 0 | 2432 | 0 | FALSE |  |  | 0 | NULL
4.3.2.2 |  | PHOTOELECTRIC SMOKE DETECTOR w/base | FIKE | 63-1058 & 63-1061 | NOS | 62 | 450 | 129 | 0 | 7998 | 0 | FALSE |  |  | 0 | NULL
4.3.2.3 |  | HORN | e2S | A100DC024MA1A1R | NOS | 9 | 1050 | 301 | 0 | 2709 | 0 | FALSE |  |  | 0 | NULL
4.3.2.4 |  | STROBE HORN | SHIELD | SH-HSIR | NOS | 9 | 150 | 43 | 0 | 387 | 0 | FALSE |  |  | 0 | NULL
4.3.2.5 |  | STROBE LIGHT WITH BACKBOX | SHIELD | S-C8057 | NOS | 9 | 88 | 26 | 0 | 234 | 0 | FALSE |  |  | 0 | NULL
4.3.2.6 |  | MAIN RESERVE SELECTOR SWITCH WITH BACKBOX 1 NO. X MAIN/RESERVE SELECTOR SWITCH 1 NO. X SUITABLE BASE PLATE TO MOUNT DPDT RELAYS AND TERMINALS 4 NO. X DPDT RELAY CONTACTS/SUITABLE RELAYS PLUG IN SOCKTES 38 NOS. X TERMINALS IN DIN RAIL 19 NOS. X M20 BRASS/PVC CABLE GLANDS SUITED FOR 2 CORE X 1.5 UNARMOURED CABLE 19 NOS. X PVC SHROUDS WITH EARTH TAG 19 NOS. X CABLE ENTRY FOR 2 CORE X 1.5 UNARMOURED CABLE 1 NO. X CUSTOM FABRICATED BOX OF SUITABLE SIZE ACCOMODATING THE ABOVE ITEMS | FIKE | 10-2967 | SETS | 1 | 345 | 99 | 0 | 99 | 0 | FALSE |  |  | 0 | NULL
4.3.2.7 |  | ABORT SWITCHES WITH BACKBOX | FIKE | 10-1639 | NOS | 9 | 360 | 103 | 0 | 927 | 0 | FALSE |  |  | 0 | NULL
4.3.2.8 |  | MANUAL RELEASE SWITCH WITH BACKBOX | FIKE | 10‐2963 | NOS | 9 | 435 | 125 | 0 | 1125 | 0 | FALSE |  |  | 0 | NULL
4.3.2.9 |  | STI WEATHERPROOF COVER FOR SWITCHES (IP54) | STI STOPPER | STI 3150 | NOS | 9 | 352 | 101 | 0 | 909 | 0 | FALSE |  |  | 0 | NULL
4.3.2.10 |  | RELEASE CONTROL MODULE W/ ISOLATOR BASE | FIKE | 55 -053 | NOS | 8 | 1140 | 327 | 0 | 2616 | 0 | FALSE |  |  | 0 | NULL
4.3.2.11 |  | MINI MONITOR MODULE W/ ISOLATOR BASE | FIKE | 55 -050 | NOS | 10 | 340 | 98 | 0 | 980 | 0 | FALSE |  |  | 0 | NULL
4.3.2.12 |  | MONITOR MODULE W/ ISOLATOR | FIKE | 55 -046 | NOS | 50 | 380 | 109 | 0 | 5450 | 0 | FALSE |  |  | 0 | NULL
4.3.2.13 |  | CONTROL MODULE W/ ISOLATOR | FIKE | 55 -047 | NOS | 36 | 435 | 125 | 0 | 4500 | 0 | FALSE |  |  | 0 | NULL
4.3.2.14 |  | RELAY MODULE WITH ISOLATOR | FIKE | 55-048 | NOS | 5 | 388.8144 | 112 | 0 | 560 | 0 | FALSE |  |  | 0 | NULL
4.3.2.15 |  | POWER SUPPLY UNIT, 24V DC ,10 Amps, W / battery | FIKE | 10-2829-1-0-01-0-1-01 | NOS | 1 | 1676 | 480 | 0 | 480 | 0 | FALSE |  |  | 0 | NULL
4.3.2.16 |  | WEATHER PROOF STATUS INDICATOR WITH KEY SWITCH | FIKE | 02-13946 | NOS | 9 | 4531.345 | 1297 | 0 | 11673 | 0 | FALSE |  |  | 0 | NULL
4.3.2.17 |  | ILLUMINATED WARNING SIGN "DONT ENTER GAS DISCHARGED" - WEATHER PROOF | SHIELD/AMPAC | SK27202/ Enclsoure: 4210-0120 & Fascia Plate: 4210-013 | NOS | 9 | 2750 | 787 | 0 | 7083 | 0 | FALSE |  |  | 0 | NULL
4.3.3 |  | MECHANICAL COMPONENTS (RESERVE) |  |  |  | 0 | 0 | 0 | 0 | 0 | 0 | FALSE |  |  | 0 | NULL
4.3.3.1 |  | 140 LITER, 300 BAR INERT GAS CYLINDER - MODEL: NF IG541-300-140 - NAFFCO COMPLETE WITH: '- 140 LITER 356 MM DIA. CYLINDER FILLED WITH IG-541 AGENT - DISCHARGE HEAD VALVE WITH PRESSURE GAUGE, PRESSURE SWITH FOR 300 BAR - SAFETY/PROTECTION CAP, - CYLINDER ID LABEL FOR 300 BAR, IG-541 GAS, 140 LTR. - CONSTANT PRESSURE REGULATOR FOR 300 BAR, MODEL B08400003-NF, - GASKET, MODEL 024100104-NF | NAFFCO | NF IG541-300-140 | SETS | 31 | 5820 | 1666 | 0 | 51646 | 0 | FALSE |  |  | 0 | NULL
4.3.3.2 | 10341512133 | ELECTRO MAGNETIC DEVICE WITH DIODE, INLET THREADED TO M42 X 1.5, 24V DC, 0.5 A, IP 65 RATED, P/N.# B04425146 FOR UL LISTED FIRE SUPPRESSION SYSTEM (REFER ITEM.# 10341512136) | NAFFCO | B04425148 | NOS | 4 | 790 | 227 | 0 | 908 | 0 | FALSE |  |  | 0 | NULL
4.3.3.3 | 10341512520 | MONITORING SWITCH FOR ELECTROMAGNETIC DEVICE FOR UL LISTED NAFFCOINERT SYSTEM, PART NO: 029905200-NF - NAFFCO | NAFFCO | 029905200-NF | NOS | 4 | 350 | 101 | 0 | 404 | 0 | FALSE |  |  | 0 | NULL
4.3.3.4 | 10341512120 | MANUAL / PNEUMATIC RELEASE DEVICE, WP 300 BAR, INLET THREADED TO M42 X 1.5, PNEUMATIC LINE CONNECTION G 1/8", P/N.# B04420065-NF FOR UL LISTED FIRE SUPPRESSION SYSTEM | NAFFCO | B04420065 | NOS | 4 | 120 | 35 | 0 | 140 | 0 | FALSE |  |  | 0 | NULL
4.3.3.5 | 10341512122 | PNEUMATIC RELEASE DEVICE, WP 300 BAR, INLET THREADED TO M42 X 1.5, PNEUMATIC LINE CONNECTION G 1/8", P/N.# B04420066NF FOR UL LISTED FIRE SUPPRESSION SYSTEM | NAFFCO | B04420066 | NOS | 27 | 80 | 23 | 0 | 621 | 0 | FALSE |  |  | 0 | NULL
4.3.3.6 | 10343512025 | DISCHARGE HOSE, DN16, WP 350 BAR, B/P 1400 BAR, 400MM LENGTH, INLET FEMALE THREAD TO W 21.8 X 1/14" TO DIN 477 & OUTLET FEMALE THREAD TO G 3/4", P/N.# B06920225-NF FOR NAFFCOINERT UL CLEAN AGENT FIRE SUPPRESSION SYSTEM | NAFFCO | B06920225-NF | NOS | 31 | 180 | 52 | 0 | 1612 | 0 | FALSE |  |  | 0 | NULL
4.3.3.7 | 10343012208 | MANIFOLD CHECK VALVE, BRASS, MAX W/P 100 BAR, TP 150 BAR, HOSE CONNECTION THREAD G3/4", MANIFOLD CONNECTION THREAD R1" DN12, P/N.# B04600008-NF FOR UL LISTED FIRE SUPPRESSION SYSTEM | NAFFCO | B04600008 | NOS | 31 | 130 | 38 | 0 | 1178 | 0 | FALSE |  |  | 0 | NULL
4.3.3.8 | 10343512032 | PILOT HOSE, SYNTHETIC RUBBER OIL RESISTANT W/STRAIGHT FITTINGS M12 X 1.5 FEMALE THREAD IN BOTH ENDS, 700MM LONG, W/P 400 BAR, B/P 1600 BAR, TEMP RANGE: -40 C. TO 100 C, P/N.# B06920212 FOR UL LISTED FIRE SUPPRESSION SYSTEM | NAFFCO | B06920212-NF | NOS | 10 | 70 | 21 | 0 | 210 | 0 | FALSE |  |  | 0 | NULL
4.3.3.9 | 10343512033 | PILOT HOSE, SYNTHETIC RUBBER OIL RESISTANT W/STRAIGHT FITTINGS M12 X 1.5 FEMALE THREAD IN BOTH ENDS, 500MM LONG, W/P 400 BAR, B/P 1600 BAR, TEMP RANGE: -40 C. TO 100 C, P/N.# B06920213 FOR UL LISTED FIRE SUPPRESSION SYSTEM | NAFFCO | B06920213-NF | NOS | 20 | 70 | 21 | 0 | 420 | 0 | FALSE |  |  | 0 | NULL
4.3.3.10 | 10349012606 | CONNECTING ADAPTOR, M12 X 1.5 MALE THREADED & G 1/8" MALE THREADED, P/N.# 029510006 FOR UL LISTED FIRE SUPPRESSION SYSTEM | NAFFCO | 029510006 | NOS | 60 | 20 | 6 | 0 | 360 | 0 | FALSE |  |  | 0 | NULL
4.3.3.11 | 10346012640 | BLEED VALVE, P/N.# 029730040-NF FOR UL LISTED FIRE SUPPRESSION SYSTEM | NAFFCO | 029730040 | NOS | 1 | 170 | 49 | 0 | 49 | 0 | FALSE |  |  | 0 | NULL
4.3.3.12 | 10344012322 | MANIFOLD FOR 2 CYLINDER NAFFCOINERT UL CLEAN AGENT FIRE SUPPRESSION SYSTEM, 360 DIA CYLINDER, P/N.# NFIG-360-SRM2 - NAFFCO | NAFFCO | NFIG-360-SRM2 | NOS | 1 | 630 | 181 | 0 | 181 | 0 | FALSE |  |  | 0 | NULL
4.3.3.13 | 10344012323 | MANIFOLD FOR 3 CYLINDER NAFFCOINERT UL CLEAN AGENT FIRE SUPPRESSION SYSTEM, 360 DIA CYLINDER, P/N.# NFIG-360-SRM3 - NAFFCO | NAFFCO | NFIG-360-SRM3 | NOS | 3 | 880 | 252 | 0 | 756 | 0 | FALSE |  |  | 0 | NULL
4.3.3.14 | 10344012325 | MANIFOLD FOR 5 CYLINDER NAFFCOINERT UL CLEAN AGENT FIRE SUPPRESSION SYSTEM, 360 DIA CYLINDER, P/N.# NFIG-360-SRM5 - NAFFCO | NAFFCO | NFIG-360-SRM5 | NOS | 4 | 1060 | 304 | 0 | 1216 | 0 | FALSE |  |  | 0 | NULL
4.3.3.15 |  | MANIFOLD END CAP WITH PORT | NAFFCO |  | NOS | 8 | 150 | 43 | 0 | 344 | 0 | FALSE |  |  | 0 | NULL
4.3.3.16 |  | MANIFOLD END CAP WITHOUT PORT | NAFFCO |  | NOS | 2 | 100 | 29 | 0 | 58 | 0 | FALSE |  |  | 0 | NULL
4.3.3.17 | 10344212380 | RACK ASSEMBLY FOR 10 CYLINDERS, DOUBLE ROW, FLOOR MOUNTING TYPE, CYLINDER DIA: 360MM, CAPACITY: 67L, 80L & 140L, PRESSURE RATING: 200 / 300BAR, MODEL: NFIG-RA02-050F FOR NAFFCOINERT UL CLEAN AGENT FIRE SUPPRESSION SYSTEM - NAFFCO | NAFFCO | NFIG-RA02-050F | NOS | 2 | 680 | 195 | 0 | 390 | 0 | FALSE |  |  | 0 | NULL
4.3.3.18 | 10344212376 | RACK ASSEMBLY FOR 6 CYLINDERS, DOUBLE ROW, FLOOR MOUNTING TYPE, CYLINDER DIA: 360MM, CAPACITY: 67L, 80L & 140L, PRESSURE RATING: 200 / 300BAR, MODEL: NFIG-RA02-030F FOR NAFFCOINERT UL CLEAN AGENT FIRE SUPPRESSION SYSTEM - NAFFCO | NAFFCO | NFIG-RA02-030F | NOS | 1 | 580 | 166 | 0 | 166 | 0 | FALSE |  |  | 0 | NULL
4.3.3.19 |  | RACK ASSEMBLY FOR 3 CYLINDERS, SINGLE ROW, FLOOR MOUNTING TYPE, CYLINDER DIA: 360MM, CAPACITY: 67L, 80L & 140L, PRESSURE RATING: 200 / 300BAR, MODEL: NFIG-RA02-003F FOR NAFFCOINERT UL CLEAN AGENT FIRE SUPPRESSION SYSTEM - NAFFCO | NAFFCO | NFIG-RA02-003F | NOS | 1 | 380 | 109 | 0 | 109 | 0 | FALSE |  |  | 0 | NULL
4.3.3.20 |  | RACK ASSEMBLY FOR 2 CYLINDERS, SINGLE ROW, FLOOR MOUNTING TYPE, CYLINDER DIA: 360MM, CAPACITY: 67L, 80L & 140L, PRESSURE RATING: 200 / 300BAR, MODEL: NFIG-RA02-002F FOR NAFFCOINERT UL CLEAN AGENT FIRE SUPPRESSION SYSTEM - NAFFCO | NAFFCO | NFIG-RA02-002F | NOS | 1 | 460 | 132 | 0 | 132 | 0 | FALSE |  |  | 0 | NULL
4.3.3.21 |  | PRESSURE RELIEF VENT (OPTIONAL) |  |  |  | 0 | 0 | 0 | 0 | 0 | 0 | FALSE |  |  | 0 | NULL
4.3.3.22 | 15466240212 | PRESSURE RELIEF DAMPER, SIZE: 1120 X 1120 X 120MM, MODEL: SHXUN1000 - AFP | AFP | SHXUN1000 | NOS | 3 | 5071.8648 | 1452 | 0 | 4356 | 0 | FALSE |  |  | 0 | NULL
4.3.3.23 | 15466240162 | PRESSURE RELIEF DAMPER, SIZE: 620 X 620 X 120MM, MODEL: SHXUN500 - AFP | AFP | SHXUN500 | NOS | 3 | 3329.1499 | 953 | 0 | 2859 | 0 | FALSE |  |  | 0 | NULL
4.4 |  | GTG BUILDING |  |  |  | 0 | 0 | 0 | 0 | 0 | 0 | FALSE |  |  | 0 | NULL
4.4.1 |  | MECHANICAL COMPONENTS (MAIN) |  |  |  | 0 | 0 | 0 | 0 | 0 | 0 | FALSE |  |  | 0 | NULL
4.4.1.1 |  | 140 LITER, 300 BAR INERT GAS CYLINDER - MODEL: NF IG541-300-140 - NAFFCO COMPLETE WITH: '- 140 LITER 356 MM DIA. CYLINDER FILLED WITH IG-541 AGENT - DISCHARGE HEAD VALVE WITH PRESSURE GAUGE, PRESSURE SWITH FOR 300 BAR - SAFETY/PROTECTION CAP, - CYLINDER ID LABEL FOR 300 BAR, IG-541 GAS, 140 LTR. - CONSTANT PRESSURE REGULATOR FOR 300 BAR, MODEL B08400003-NF, - GASKET, MODEL 024100104-NF | NAFFCO | NF IG541-300-140 | SETS | 13 | 5820 | 1666 | 0 | 21658 | 0 | FALSE |  |  | 0 | NULL
4.4.1.2 | 10341512133 | ELECTRO MAGNETIC DEVICE WITH DIODE, INLET THREADED TO M42 X 1.5, 24V DC, 0.5 A, IP 65 RATED, P/N.# B04425146 FOR UL LISTED FIRE SUPPRESSION SYSTEM (REFER ITEM.# 10341512136) | NAFFCO | B04425148 | NOS | 3 | 790 | 227 | 0 | 681 | 0 | FALSE |  |  | 0 | NULL
4.4.1.3 | 10349012810 | RESET TOOL FOR ELECTRO MAGNETIC DEVICE FOR INERT GAS SYSTEM, P/N.# 029210064 (OLD P/N.# 023000064) - NAFFCO | NAFFCO | 029210064 (023000064) | NOS | 3 | 110 | 32 | 0 | 96 | 0 | FALSE |  |  | 0 | NULL
4.4.1.4 | 10341512120 | MANUAL / PNEUMATIC RELEASE DEVICE, WP 300 BAR, INLET THREADED TO M42 X 1.5, PNEUMATIC LINE CONNECTION G 1/8", P/N.# B04420065-NF FOR UL LISTED FIRE SUPPRESSION SYSTEM | NAFFCO | B04420065 | NOS | 3 | 120 | 35 | 0 | 105 | 0 | FALSE |  |  | 0 | NULL
4.4.1.5 | 10341512122 | PNEUMATIC RELEASE DEVICE, WP 300 BAR, INLET THREADED TO M42 X 1.5, PNEUMATIC LINE CONNECTION G 1/8", P/N.# B04420066NF FOR UL LISTED FIRE SUPPRESSION SYSTEM | NAFFCO | B04420066 | NOS | 10 | 80 | 23 | 0 | 230 | 0 | FALSE |  |  | 0 | NULL
4.4.1.6 | 10343512025 | DISCHARGE HOSE, DN16, WP 350 BAR, B/P 1400 BAR, 400MM LENGTH, INLET FEMALE THREAD TO W 21.8 X 1/14" TO DIN 477 & OUTLET FEMALE THREAD TO G 3/4", P/N.# B06920225-NF FOR NAFFCOINERT UL CLEAN AGENT FIRE SUPPRESSION SYSTEM | NAFFCO | B06920225-NF | NOS | 13 | 180 | 52 | 0 | 676 | 0 | FALSE |  |  | 0 | NULL
4.4.1.7 | 10343012208 | MANIFOLD CHECK VALVE, BRASS, MAX W/P 100 BAR, TP 150 BAR, HOSE CONNECTION THREAD G3/4", MANIFOLD CONNECTION THREAD R1" DN12, P/N.# B04600008-NF FOR UL LISTED FIRE SUPPRESSION SYSTEM | NAFFCO | B04600008 | NOS | 13 | 130 | 38 | 0 | 494 | 0 | FALSE |  |  | 0 | NULL
4.4.1.8 | 10343512032 | PILOT HOSE, SYNTHETIC RUBBER OIL RESISTANT W/STRAIGHT FITTINGS M12 X 1.5 FEMALE THREAD IN BOTH ENDS, 700MM LONG, W/P 400 BAR, B/P 1600 BAR, TEMP RANGE: -40 C. TO 100 C, P/N.# B06920212 FOR UL LISTED FIRE SUPPRESSION SYSTEM | NAFFCO | B06920212-NF | NOS | 5 | 70 | 21 | 0 | 105 | 0 | FALSE |  |  | 0 | NULL
4.4.1.9 | 10343512033 | PILOT HOSE, SYNTHETIC RUBBER OIL RESISTANT W/STRAIGHT FITTINGS M12 X 1.5 FEMALE THREAD IN BOTH ENDS, 500MM LONG, W/P 400 BAR, B/P 1600 BAR, TEMP RANGE: -40 C. TO 100 C, P/N.# B06920213 FOR UL LISTED FIRE SUPPRESSION SYSTEM | NAFFCO | B06920213-NF | NOS | 7 | 70 | 21 | 0 | 147 | 0 | FALSE |  |  | 0 | NULL
4.4.1.10 | 10349012606 | CONNECTING ADAPTOR, M12 X 1.5 MALE THREADED & G 1/8" MALE THREADED, P/N.# 029510006 FOR UL LISTED FIRE SUPPRESSION SYSTEM | NAFFCO | 029510006 | NOS | 24 | 20 | 6 | 0 | 144 | 0 | FALSE |  |  | 0 | NULL
4.4.1.11 | 10346012640 | BLEED VALVE, P/N.# 029730040-NF FOR UL LISTED FIRE SUPPRESSION SYSTEM | NAFFCO | 029730040 | NOS | 1 | 170 | 49 | 0 | 49 | 0 | FALSE |  |  | 0 | NULL
4.4.1.12 |  | MANIFOLD END CAP WITH PORT | NAFFCO |  | NOS | 3 | 150 | 43 | 0 | 129 | 0 | FALSE |  |  | 0 | NULL
4.4.1.13 |  | MANIFOLD END CAP WITHOUT PORT | NAFFCO |  | NOS | 2 | 100 | 29 | 0 | 58 | 0 | FALSE |  |  | 0 | NULL
4.4.1.14 | 10344212380 | RACK ASSEMBLY FOR 10 CYLINDERS, DOUBLE ROW, FLOOR MOUNTING TYPE, CYLINDER DIA: 360MM, CAPACITY: 67L, 80L & 140L, PRESSURE RATING: 200 / 300BAR, MODEL: NFIG-RA02-050F FOR NAFFCOINERT UL CLEAN AGENT FIRE SUPPRESSION SYSTEM - NAFFCO | NAFFCO | NFIG-RA02-050F | NOS | 1 | 680 | 195 | 0 | 195 | 0 | FALSE |  |  | 0 | NULL
4.4.1.15 |  | RACK ASSEMBLY FOR 3 CYLINDERS, SINGLE ROW, FLOOR MOUNTING TYPE, CYLINDER DIA: 360MM, CAPACITY: 67L, 80L & 140L, PRESSURE RATING: 200 / 300BAR, MODEL: NFIG-RA02-003F FOR NAFFCOINERT UL CLEAN AGENT FIRE SUPPRESSION SYSTEM - NAFFCO | NAFFCO | NFIG-RA02-003F | NOS | 1 | 380 | 109 | 0 | 109 | 0 | FALSE |  |  | 0 | NULL
4.4.1.16 | 10342513010 | SELECTOR VALVE 1" (25MM), MODEL: B05511050-NF - NAFFCO | NAFFCO | B05511050-NF | NOS | 2 | 3540.2175 | 1013 | 0 | 2026 | 0 | FALSE |  |  | 0 | NULL
4.4.1.17 | 10342513015 | SELECTOR VALVE 1-1/2" (40MM), MODEL: B05511150-NF - NAFFCO | NAFFCO | B05511150-NF | NOS | 1 | 4749.5598 | 1359 | 0 | 1359 | 0 | FALSE |  |  | 0 | NULL
4.4.1.18 | 10342513020 | SELECTOR VALVE 2" (50MM), MODEL: B05511250-NF - NAFFCO | NAFFCO | B05511250-NF | NOS | 1 | 4796.9375 | 1373 | 0 | 1373 | 0 | FALSE |  |  | 0 | NULL
4.4.1.19 |  | PILOT CYLINDER ASSEMBLY (FOR MIULTI-ZONE) MAIN+STANDBY COMPLETE WITH ALL ACCESSORIES REQUIRED FOR THIS ASSEMBLY: - HIGH PRESSURE PRMIARY REGULATOR (SET PRESSURE - 6 TO 10 BAR) UL LISTED - 1/4" HIGH PRESSURE PILOT HOSE - CONSTANT FLOW PRESSURE DISHARGE REGULATOR - B8400003-NF - DISCHARGE VALVE, PART NUMBER: B04801218-NF - ELECTROMAGNETIC RELEASE DEVICE, PART NUMBER: B044425146-NF - MANUAL/PNEUMATIC RELEASE DEVICE, PART NUMBER: B04420065-NF - PRESSURE GAUGE, PART NUMBER: 029720221-NF - PILOT CYLINDER, W28.8x14TPI THREADS TO 25E EN ISO 113631-1 - POP OFF VALVE, SET PRESSURE 175 PSI 1/2" CARBON STEEL 300 BAR RATED CHECK VALVE HIGH PRESSURE FITTINGS, HOSE & OTHER ACCESSORIES TO COMPLETE THE ASSEMBLY | NAFFCO |  | NOS | 8 | 6935.9419 | 1985 | 0 | 15880 | 0 | FALSE |  |  | 0 | NULL
4.4.1.20 |  | DISCHARGE NOZZLE | NAFFCO | NAFFCO | NOS | 24 | 180 | 52 | 0 | 1248 | 0 | FALSE |  |  | 0 | NULL
4.4.1.21 | 10341512137 | PRESSURE RELIEF DEVICE FOR MANIFOLD, P/N.# 029730037 FOR NAFFCOINERT UL CLEAN AGENT FIRE SUPPRESSION SYSTEM | NAFFCO | P/N #29730037 | NOS | 2 | 1900 | 544 | 0 | 1088 | 0 | FALSE |  |  | 0 | NULL
4.4.1.22 | 10341512022 | PRESSURE & FLOW DETECTOR SWITCH, P/N.# 028250050 FOR NAFFCOINERT UL CLEAN AGENT FIRE SUPPRESSION SYSTEM | NAFFCO | P/N # 28250050 | NOS | 4 | 690 | 198 | 0 | 792 | 0 | FALSE |  |  | 0 | NULL
4.4.1.23 |  | CHECK VALVE IN CYLINDER MANIFOLD/MAIN RESERVE HEADER PIPE - 2" | NAFFCO | 504.110008BI | NOS | 2 | 727.3048 | 209 | 0 | 418 | 0
4.4.1.24 |  | WARNING SIGN | NAFFCO |  | SET | 4 | 300 | 86 | 0 | 344 | 0 | FALSE |  |  | 0 | NULL
4.4.2 |  | ELECTRICAL COMPONENTS |  |  |  | 0 | 0 | 0 | 0 | 0 | 0 | FALSE |  |  | 0 | NULL
4.4.2.1 |  | 2 LOOP ADDRESSABLE FIRE EXTINGUISHING PANEL, COMPLETE WITH: 2 SET X 18 AH 12 V DC NI-CD BATTERY | Cheetah Xi - FIKE / YUASA / DAHUA** | 10-068-R-1-L | SETS | 1 | 8500 | 2432 | 0 | 2432 | 0 | FALSE |  |  | 0 | NULL
4.4.2.2 |  | PHOTOELECTRIC SMOKE DETECTOR w/base | FIKE | 63-1058 & 63-1061 | NOS | 24 | 450 | 129 | 0 | 3096 | 0 | FALSE |  |  | 0 | NULL
4.4.2.3 |  | HORN | e2S | A100DC024MA1A1R | NOS | 4 | 1050 | 301 | 0 | 1204 | 0 | FALSE |  |  | 0 | NULL
4.4.2.4 |  | STROBE HORN | SHIELD | SH-HSIR | NOS | 4 | 150 | 43 | 0 | 172 | 0 | FALSE |  |  | 0 | NULL
4.4.2.5 |  | STROBE LIGHT WITH BACKBOX | SHIELD | S-C8057 | NOS | 4 | 88 | 26 | 0 | 104 | 0 | FALSE |  |  | 0 | NULL
4.4.2.6 |  | MAIN RESERVE SELECTOR SWITCH WITH BACKBOX 1 NO. X MAIN/RESERVE SELECTOR SWITCH 1 NO. X SUITABLE BASE PLATE TO MOUNT DPDT RELAYS AND TERMINALS 3 NO. X DPDT RELAY CONTACTS/SUITABLE RELAYS PLUG IN SOCKTES 32 NOS. X TERMINALS IN DIN RAIL 16 NOS. X M20 BRASS/PVC CABLE GLANDS SUITED FOR 2 CORE X 1.5 UNARMOURED CABLE 16 NOS. X PVC SHROUDS WITH EARTH TAG 16 NOS. X CABLE ENTRY FOR 2 CORE X 1.5 UNARMOURED CABLE 1 NO. X CUSTOM FABRICATED BOX OF SUITABLE SIZE ACCOMODATING THE ABOVE ITEMS | FIKE | 10-2967 | SETS | 1 | 345 | 99 | 0 | 99 | 0 | FALSE |  |  | 0 | NULL
4.4.2.7 |  | ABORT SWITCHES WITH BACKBOX | FIKE | 10-1639 | NOS | 4 | 360 | 103 | 0 | 412 | 0 | FALSE |  |  | 0 | NULL
4.4.2.8 |  | MANUAL RELEASE SWITCH WITH BACKBOX | FIKE | 10‐2963 | NOS | 4 | 435 | 125 | 0 | 500 | 0 | FALSE |  |  | 0 | NULL
4.4.2.9 |  | STI WEATHERPROOF COVER FOR SWITCHES (IP54) | STI STOPPER | STI 3150 | NOS | 4 | 352 | 101 | 0 | 404 | 0 | FALSE |  |  | 0 | NULL
4.4.2.10 |  | RELEASE CONTROL MODULE W/ ISOLATOR BASE | FIKE | 55 -053 | NOS | 7 | 1140 | 327 | 0 | 2289 | 0 | FALSE |  |  | 0 | NULL
4.4.2.11 |  | MINI MONITOR MODULE W/ ISOLATOR BASE | FIKE | 55 -050 | NOS | 5 | 340 | 98 | 0 | 490 | 0 | FALSE |  |  | 0 | NULL
4.4.2.12 |  | MONITOR MODULE W/ ISOLATOR | FIKE | 55 -046 | NOS | 35 | 380 | 109 | 0 | 3815 | 0 | FALSE |  |  | 0 | NULL
4.4.2.13 |  | CONTROL MODULE W/ ISOLATOR | FIKE | 55 -047 | NOS | 16 | 435 | 125 | 0 | 2000 | 0 | FALSE |  |  | 0 | NULL
4.4.2.14 |  | RELAY MODULE WITH ISOLATOR | FIKE | 55-048 | NOS | 2 | 388.8144 | 112 | 0 | 224 | 0 | FALSE |  |  | 0 | NULL
4.4.2.15 |  | POWER SUPPLY UNIT, 24V DC ,10 Amps, W / battery | FIKE | 10-2829-1-0-01-0-1-01 | NOS | 1 | 1676 | 480 | 0 | 480 | 0 | FALSE |  |  | 0 | NULL
4.4.2.16 |  | WEATHER PROOF STATUS INDICATOR WITH KEY SWITCH | FIKE | 02-13946 | NOS | 4 | 4531.345 | 1297 | 0 | 5188 | 0 | FALSE |  |  | 0 | NULL
4.4.2.17 |  | ILLUMINATED WARNING SIGN "DONT ENTER GAS DISCHARGED" - WEATHER PROOF | SHIELD/AMPAC | SK27202/ Enclsoure: 4210-0120 & Fascia Plate: 4210-013 | NOS | 4 | 2750 | 787 | 0 | 3148 | 0 | FALSE |  |  | 0 | NULL
4.2.3 |  | MECHANICAL COMPONENTS (RESERVE) |  |  |  | 0 | 0 | 0 | 0 | 0 | 0 | FALSE |  |  | 0 | NULL
4.2.3.1 |  | 140 LITER, 300 BAR INERT GAS CYLINDER - MODEL: NF IG541-300-140 - NAFFCO COMPLETE WITH: '- 140 LITER 356 MM DIA. CYLINDER FILLED WITH IG-541 AGENT - DISCHARGE HEAD VALVE WITH PRESSURE GAUGE, PRESSURE SWITH FOR 300 BAR - SAFETY/PROTECTION CAP, - CYLINDER ID LABEL FOR 300 BAR, IG-541 GAS, 140 LTR. - CONSTANT PRESSURE REGULATOR FOR 300 BAR, MODEL B08400003-NF, - GASKET, MODEL 024100104-NF | NAFFCO | NF IG541-300-140 | SETS | 13 | 5820 | 1666 | 0 | 21658 | 0 | FALSE |  |  | 0 | NULL
4.2.3.2 | 10341512133 | ELECTRO MAGNETIC DEVICE WITH DIODE, INLET THREADED TO M42 X 1.5, 24V DC, 0.5 A, IP 65 RATED, P/N.# B04425146 FOR UL LISTED FIRE SUPPRESSION SYSTEM (REFER ITEM.# 10341512136) | NAFFCO | B04425148 | NOS | 3 | 790 | 227 | 0 | 681 | 0 | FALSE |  |  | 0 | NULL
4.2.3.3 | 10341512520 | MONITORING SWITCH FOR ELECTROMAGNETIC DEVICE FOR UL LISTED NAFFCOINERT SYSTEM, PART NO: 029905200-NF - NAFFCO | NAFFCO | 029905200-NF | NOS | 3 | 350 | 101 | 0 | 303 | 0 | FALSE |  |  | 0 | NULL
4.2.3.4 | 10341512120 | MANUAL / PNEUMATIC RELEASE DEVICE, WP 300 BAR, INLET THREADED TO M42 X 1.5, PNEUMATIC LINE CONNECTION G 1/8", P/N.# B04420065-NF FOR UL LISTED FIRE SUPPRESSION SYSTEM | NAFFCO | B04420065 | NOS | 3 | 120 | 35 | 0 | 105 | 0 | FALSE |  |  | 0 | NULL
4.2.3.5 | 10341512122 | PNEUMATIC RELEASE DEVICE, WP 300 BAR, INLET THREADED TO M42 X 1.5, PNEUMATIC LINE CONNECTION G 1/8", P/N.# B04420066NF FOR UL LISTED FIRE SUPPRESSION SYSTEM | NAFFCO | B04420066 | NOS | 10 | 80 | 23 | 0 | 230 | 0 | FALSE |  |  | 0 | NULL
4.2.3.6 | 10343512025 | DISCHARGE HOSE, DN16, WP 350 BAR, B/P 1400 BAR, 400MM LENGTH, INLET FEMALE THREAD TO W 21.8 X 1/14" TO DIN 477 & OUTLET FEMALE THREAD TO G 3/4", P/N.# B06920225-NF FOR NAFFCOINERT UL CLEAN AGENT FIRE SUPPRESSION SYSTEM | NAFFCO | B06920225-NF | NOS | 13 | 180 | 52 | 0 | 676 | 0 | FALSE |  |  | 0 | NULL
4.2.3.7 | 10343012208 | MANIFOLD CHECK VALVE, BRASS, MAX W/P 100 BAR, TP 150 BAR, HOSE CONNECTION THREAD G3/4", MANIFOLD CONNECTION THREAD R1" DN12, P/N.# B04600008-NF FOR UL LISTED FIRE SUPPRESSION SYSTEM | NAFFCO | B04600008 | NOS | 13 | 130 | 38 | 0 | 494 | 0 | FALSE |  |  | 0 | NULL
4.2.3.8 | 10343512032 | PILOT HOSE, SYNTHETIC RUBBER OIL RESISTANT W/STRAIGHT FITTINGS M12 X 1.5 FEMALE THREAD IN BOTH ENDS, 700MM LONG, W/P 400 BAR, B/P 1600 BAR, TEMP RANGE: -40 C. TO 100 C, P/N.# B06920212 FOR UL LISTED FIRE SUPPRESSION SYSTEM | NAFFCO | B06920212-NF | NOS | 5 | 70 | 21 | 0 | 105 | 0 | FALSE |  |  | 0 | NULL
4.2.3.9 | 10343512033 | PILOT HOSE, SYNTHETIC RUBBER OIL RESISTANT W/STRAIGHT FITTINGS M12 X 1.5 FEMALE THREAD IN BOTH ENDS, 500MM LONG, W/P 400 BAR, B/P 1600 BAR, TEMP RANGE: -40 C. TO 100 C, P/N.# B06920213 FOR UL LISTED FIRE SUPPRESSION SYSTEM | NAFFCO | B06920213-NF | NOS | 7 | 70 | 21 | 0 | 147 | 0 | FALSE |  |  | 0 | NULL
4.2.3.10 | 10349012606 | CONNECTING ADAPTOR, M12 X 1.5 MALE THREADED & G 1/8" MALE THREADED, P/N.# 029510006 FOR UL LISTED FIRE SUPPRESSION SYSTEM | NAFFCO | 029510006 | NOS | 24 | 20 | 6 | 0 | 144 | 0 | FALSE |  |  | 0 | NULL
4.2.3.11 | 10346012640 | BLEED VALVE, P/N.# 029730040-NF FOR UL LISTED FIRE SUPPRESSION SYSTEM | NAFFCO | 029730040 | NOS | 1 | 170 | 49 | 0 | 49 | 0 | FALSE |  |  | 0 | NULL
4.2.3.12 | 10344012322 | MANIFOLD FOR 2 CYLINDER NAFFCOINERT UL CLEAN AGENT FIRE SUPPRESSION SYSTEM, 360 DIA CYLINDER, P/N.# NFIG-360-SRM2 - NAFFCO | NAFFCO | NFIG-360-SRM2 | NOS | 3 | 630 | 181 | 0 | 543 | 0 | FALSE |  |  | 0 | NULL
4.2.3.13 | 10344012323 | MANIFOLD FOR 3 CYLINDER NAFFCOINERT UL CLEAN AGENT FIRE SUPPRESSION SYSTEM, 360 DIA CYLINDER, P/N.# NFIG-360-SRM3 - NAFFCO | NAFFCO | NFIG-360-SRM3 | NOS | 2 | 880 | 252 | 0 | 504 | 0 | FALSE |  |  | 0 | NULL
4.2.3.14 | 10344212380 | RACK ASSEMBLY FOR 10 CYLINDERS, DOUBLE ROW, FLOOR MOUNTING TYPE, CYLINDER DIA: 360MM, CAPACITY: 67L, 80L & 140L, PRESSURE RATING: 200 / 300BAR, MODEL: NFIG-RA02-050F FOR NAFFCOINERT UL CLEAN AGENT FIRE SUPPRESSION SYSTEM - NAFFCO | NAFFCO | NFIG-RA02-050F | NOS | 1 | 680 | 195 | 0 | 195 | 0 | FALSE |  |  | 0 | NULL
4.2.3.15 |  | RACK ASSEMBLY FOR 3 CYLINDERS, SINGLE ROW, FLOOR MOUNTING TYPE, CYLINDER DIA: 360MM, CAPACITY: 67L, 80L & 140L, PRESSURE RATING: 200 / 300BAR, MODEL: NFIG-RA02-003F FOR NAFFCOINERT UL CLEAN AGENT FIRE SUPPRESSION SYSTEM - NAFFCO | NAFFCO | NFIG-RA02-003F | NOS | 1 | 380 | 109 | 0 | 109 | 0 | FALSE |  |  | 0 | NULL
4.2.3.16 |  | PRESSURE RELIEF VENT (OPTIONAL) |  |  |  | 0 | 0 | 0 | 0 | 0 | 0 | FALSE |  |  | 0 | NULL
4.2.3.17 | 15466240212 | PRESSURE RELIEF DAMPER, SIZE: 1120 X 1120 X 120MM, MODEL: SHXUN1000 - AFP | AFP | SHXUN1000 | NOS | 2 | 5071.8648 | 1452 | 0 | 2904 | 0 | FALSE |  |  | 0 | NULL
4.2.3.18 | 15466240182 | PRESSURE RELIEF DAMPER, SIZE: 820 X 820 X 120MM, MODEL: SHXUN700 - AFP | AFP | SHXUN700 | NOS | 1 | 4166.1493 | 1192 | 0 | 1192 | 0 | FALSE |  |  | 0 | NULL
4.2.3.19 | 15466240162 | PRESSURE RELIEF DAMPER, SIZE: 620 X 620 X 120MM, MODEL: SHXUN500 - AFP | AFP | SHXUN500 | NOS | 1 | 3329.1499 | 953 | 0 | 953 | 0 | FALSE |  |  | 0 | NULL
4.5 |  | EMERGENCY DIESEL GENERATOR - EDG |  |  |  | 0 | 0 | 0 | 0 | 0 | 0 | FALSE |  |  | 0 | NULL
4.5.1 |  | MECHANICAL COMPONENTS (MAIN) |  |  |  | 0 | 0 | 0 | 0 | 0 | 0 | FALSE |  |  | 0 | NULL
4.5.1.1 |  | 140 LITER, 300 BAR INERT GAS CYLINDER - MODEL: NF IG541-300-140 - NAFFCO COMPLETE WITH: '- 140 LITER 356 MM DIA. CYLINDER FILLED WITH IG-541 AGENT - DISCHARGE HEAD VALVE WITH PRESSURE GAUGE, PRESSURE SWITH FOR 300 BAR - SAFETY/PROTECTION CAP, - CYLINDER ID LABEL FOR 300 BAR, IG-541 GAS, 140 LTR. - CONSTANT PRESSURE REGULATOR FOR 300 BAR, MODEL B08400003-NF, - GASKET, MODEL 024100104-NF | NAFFCO | NF IG541-300-140 | SETS | 7 | 5820 | 1666 | 0 | 11662 | 0 | FALSE |  |  | 0 | NULL
4.5.1.2 | 10341512133 | ELECTRO MAGNETIC DEVICE WITH DIODE, INLET THREADED TO M42 X 1.5, 24V DC, 0.5 A, IP 65 RATED, P/N.# B04425146 FOR UL LISTED FIRE SUPPRESSION SYSTEM (REFER ITEM.# 10341512136) | NAFFCO | B04425148 | NOS | 2 | 790 | 227 | 0 | 454 | 0 | FALSE |  |  | 0 | NULL
4.5.1.3 | 10349012810 | RESET TOOL FOR ELECTRO MAGNETIC DEVICE FOR INERT GAS SYSTEM, P/N.# 029210064 (OLD P/N.# 023000064) - NAFFCO | NAFFCO | 029210064 (023000064) | NOS | 2 | 110 | 32 | 0 | 64 | 0 | FALSE |  |  | 0 | NULL
4.5.1.4 | 10341512120 | MANUAL / PNEUMATIC RELEASE DEVICE, WP 300 BAR, INLET THREADED TO M42 X 1.5, PNEUMATIC LINE CONNECTION G 1/8", P/N.# B04420065-NF FOR UL LISTED FIRE SUPPRESSION SYSTEM | NAFFCO | B04420065 | NOS | 2 | 120 | 35 | 0 | 70 | 0 | FALSE |  |  | 0 | NULL
4.5.1.5 | 10341512122 | PNEUMATIC RELEASE DEVICE, WP 300 BAR, INLET THREADED TO M42 X 1.5, PNEUMATIC LINE CONNECTION G 1/8", P/N.# B04420066NF FOR UL LISTED FIRE SUPPRESSION SYSTEM | NAFFCO | B04420066 | NOS | 5 | 80 | 23 | 0 | 115 | 0 | FALSE |  |  | 0 | NULL
4.5.1.6 | 10343512025 | DISCHARGE HOSE, DN16, WP 350 BAR, B/P 1400 BAR, 400MM LENGTH, INLET FEMALE THREAD TO W 21.8 X 1/14" TO DIN 477 & OUTLET FEMALE THREAD TO G 3/4", P/N.# B06920225-NF FOR NAFFCOINERT UL CLEAN AGENT FIRE SUPPRESSION SYSTEM | NAFFCO | B06920225-NF | NOS | 7 | 180 | 52 | 0 | 364 | 0 | FALSE |  |  | 0 | NULL
4.5.1.7 | 10343012208 | MANIFOLD CHECK VALVE, BRASS, MAX W/P 100 BAR, TP 150 BAR, HOSE CONNECTION THREAD G3/4", MANIFOLD CONNECTION THREAD R1" DN12, P/N.# B04600008-NF FOR UL LISTED FIRE SUPPRESSION SYSTEM | NAFFCO | B04600008 | NOS | 7 | 130 | 38 | 0 | 266 | 0 | FALSE |  |  | 0 | NULL
4.5.1.8 | 10343512032 | PILOT HOSE, SYNTHETIC RUBBER OIL RESISTANT W/STRAIGHT FITTINGS M12 X 1.5 FEMALE THREAD IN BOTH ENDS, 700MM LONG, W/P 400 BAR, B/P 1600 BAR, TEMP RANGE: -40 C. TO 100 C, P/N.# B06920212 FOR UL LISTED FIRE SUPPRESSION SYSTEM | NAFFCO | B06920212-NF | NOS | 3 | 70 | 21 | 0 | 63 | 0 | FALSE |  |  | 0 | NULL
4.5.1.9 | 10343512033 | PILOT HOSE, SYNTHETIC RUBBER OIL RESISTANT W/STRAIGHT FITTINGS M12 X 1.5 FEMALE THREAD IN BOTH ENDS, 500MM LONG, W/P 400 BAR, B/P 1600 BAR, TEMP RANGE: -40 C. TO 100 C, P/N.# B06920213 FOR UL LISTED FIRE SUPPRESSION SYSTEM | NAFFCO | B06920213-NF | NOS | 3 | 70 | 21 | 0 | 63 | 0 | FALSE |  |  | 0 | NULL
4.5.1.10 | 10349012606 | CONNECTING ADAPTOR, M12 X 1.5 MALE THREADED & G 1/8" MALE THREADED, P/N.# 029510006 FOR UL LISTED FIRE SUPPRESSION SYSTEM | NAFFCO | 029510006 | NOS | 12 | 20 | 6 | 0 | 72 | 0 | FALSE |  |  | 0 | NULL
4.5.1.11 | 10346012640 | BLEED VALVE, P/N.# 029730040-NF FOR UL LISTED FIRE SUPPRESSION SYSTEM | NAFFCO | 029730040 | NOS | 1 | 170 | 49 | 0 | 49 | 0 | FALSE |  |  | 0 | NULL
4.5.1.12 | 10344012323 | MANIFOLD FOR 3 CYLINDER NAFFCOINERT UL CLEAN AGENT FIRE SUPPRESSION SYSTEM, 360 DIA CYLINDER, P/N.# NFIG-360-SRM3 - NAFFCO | NAFFCO | NFIG-360-SRM3 | NOS | 1 | 880 | 252 | 0 | 252 | 0 | FALSE |  |  | 0 | NULL
4.5.1.13 | 10344012324 | MANIFOLD FOR 4 CYLINDER NAFFCOINERT UL CLEAN AGENT FIRE SUPPRESSION SYSTEM, 360 DIA CYLINDER, P/N.# NFIG-360-SRM4 - NAFFCO | NAFFCO | NFIG-360-SRM4 | NOS | 1 | 880 | 252 | 0 | 252 | 0 | FALSE |  |  | 0 | NULL
4.5.1.14 |  | MANIFOLD END CAP WITH PORT | NAFFCO |  | NOS | 2 | 150 | 43 | 0 | 86 | 0 | FALSE |  |  | 0 | NULL
4.5.1.15 |  | MANIFOLD END CAP WITHOUT PORT | NAFFCO |  | NOS | 1 | 100 | 29 | 0 | 29 | 0 | FALSE |  |  | 0 | NULL
4.5.1.16 |  | RACK ASSEMBLY FOR 4 CYLINDERS, SINGLE ROW, FLOOR MOUNTING TYPE, CYLINDER DIA: 360MM, CAPACITY: 67L, 80L & 140L, PRESSURE RATING: 200 / 300BAR, MODEL: NFIG-RA02-004F FOR NAFFCOINERT UL CLEAN AGENT FIRE SUPPRESSION SYSTEM - NAFFCO | NAFFCO | NFIG-RA02-004F | NOS | 1 | 510 | 146 | 0 | 146 | 0 | FALSE |  |  | 0 | NULL
4.5.1.17 |  | RACK ASSEMBLY FOR 3 CYLINDERS, SINGLE ROW, FLOOR MOUNTING TYPE, CYLINDER DIA: 360MM, CAPACITY: 67L, 80L & 140L, PRESSURE RATING: 200 / 300BAR, MODEL: NFIG-RA02-003F FOR NAFFCOINERT UL CLEAN AGENT FIRE SUPPRESSION SYSTEM - NAFFCO | NAFFCO | NFIG-RA02-003F | NOS | 1 | 380 | 109 | 0 | 109 | 0 | FALSE |  |  | 0 | NULL
4.5.1.18 | 10342513010 | SELECTOR VALVE 1" (25MM), MODEL: B05511050-NF - NAFFCO | NAFFCO | B05511050-NF | NOS | 1 | 3540.2175 | 1013 | 0 | 1013 | 0 | FALSE |  |  | 0 | NULL
4.5.1.19 | 10342513015 | SELECTOR VALVE 1-1/2" (40MM), MODEL: B05511150-NF - NAFFCO | NAFFCO | B05511150-NF | NOS | 2 | 4749.5598 | 1359 | 0 | 2718 | 0 | FALSE |  |  | 0 | NULL
4.5.1.20 |  | PILOT CYLINDER ASSEMBLY (FOR MIULTI-ZONE) MAIN+STANDBY COMPLETE WITH ALL ACCESSORIES REQUIRED FOR THIS ASSEMBLY: - HIGH PRESSURE PRMIARY REGULATOR (SET PRESSURE - 6 TO 10 BAR) UL LISTED - 1/4" HIGH PRESSURE PILOT HOSE - CONSTANT FLOW PRESSURE DISHARGE REGULATOR - B8400003-NF - DISCHARGE VALVE, PART NUMBER: B04801218-NF - ELECTROMAGNETIC RELEASE DEVICE, PART NUMBER: B044425146-NF - MANUAL/PNEUMATIC RELEASE DEVICE, PART NUMBER: B04420065-NF - PRESSURE GAUGE, PART NUMBER: 029720221-NF - PILOT CYLINDER, W28.8x14TPI THREADS TO 25E EN ISO 113631-1 - POP OFF VALVE, SET PRESSURE 175 PSI 1/2" CARBON STEEL 300 BAR RATED CHECK VALVE HIGH PRESSURE FITTINGS, HOSE & OTHER ACCESSORIES TO COMPLETE THE ASSEMBLY | NAFFCO |  | NOS | 6 | 6935.9419 | 1985 | 0 | 11910 | 0 | FALSE |  |  | 0 | NULL
4.5.1.21 |  | DISCHARGE NOZZLE | NAFFCO | NAFFCO | NOS | 16 | 180 | 52 | 0 | 832 | 0 | FALSE |  |  | 0 | NULL
4.5.1.22 | 10341512137 | PRESSURE RELIEF DEVICE FOR MANIFOLD, P/N.# 029730037 FOR NAFFCOINERT UL CLEAN AGENT FIRE SUPPRESSION SYSTEM | NAFFCO | P/N #29730037 | NOS | 2 | 1900 | 544 | 0 | 1088 | 0 | FALSE |  |  | 0 | NULL
4.5.1.23 | 10341512022 | PRESSURE & FLOW DETECTOR SWITCH, P/N.# 028250050 FOR NAFFCOINERT UL CLEAN AGENT FIRE SUPPRESSION SYSTEM | NAFFCO | P/N # 28250050 | NOS | 3 | 690 | 198 | 0 | 594 | 0 | FALSE |  |  | 0 | NULL
4.5.1.24 |  | CHECK VALVE IN CYLINDER MANIFOLD/MAIN RESERVE HEADER PIPE - 2" | NAFFCO | 504.110008BI | NOS | 2 | 727.3048 | 209 | 0 | 418 | 0 | FALSE |  |  | 0 | NULL
4.5.1.25 |  | WARNING SIGN | NAFFCO |  | SET | 3 | 300 | 86 | 0 | 258 | 0 | FALSE |  |  | 0 | NULL
4.5.2 |  | ELECTRICAL COMPONENTS |  |  |  | 0 | 0 | 0 | 0 | 0 | 0 | FALSE |  |  | 0 | NULL
4.5.2.1 |  | 2 LOOP ADDRESSABLE FIRE EXTINGUISHING PANEL, COMPLETE WITH: 2 SET X 18 AH 12 V DC NI-CD BATTERY | Cheetah Xi - FIKE / YUASA / DAHUA** | 10-068-R-1-L | SETS | 1 | 8500 | 2432 | 0 | 2432 | 0 | FALSE |  |  | 0 | NULL
4.5.2.2 |  | PHOTOELECTRIC SMOKE DETECTOR w/base | FIKE | 63-1058 & 63-1061 | NOS | 10 | 450 | 129 | 0 | 1290 | 0 | FALSE |  |  | 0 | NULL
4.5.2.3 |  | HORN | e2S | A100DC024MA1A1R | NOS | 3 | 1050 | 301 | 0 | 903 | 0 | FALSE |  |  | 0 | NULL
4.5.2.4 |  | STROBE HORN | SHIELD | SH-HSIR | NOS | 3 | 150 | 43 | 0 | 129 | 0 | FALSE |  |  | 0 | NULL
4.5.2.5 |  | STROBE LIGHT WITH BACKBOX | SHIELD | S-C8057 | NOS | 3 | 88 | 26 | 0 | 78 | 0 | FALSE |  |  | 0 | NULL
4.5.2.6 |  | MAIN RESERVE SELECTOR SWITCH WITH BACKBOX 1 NO. X MAIN/RESERVE SELECTOR SWITCH 1 NO. X SUITABLE BASE PLATE TO MOUNT DPDT RELAYS AND TERMINALS 3 NO. X DPDT RELAY CONTACTS/SUITABLE RELAYS PLUG IN SOCKTES 26 NOS. X TERMINALS IN DIN RAIL 13 NOS. X M20 BRASS/PVC CABLE GLANDS SUITED FOR 2 CORE X 1.5 UNARMOURED CABLE 13 NOS. X PVC SHROUDS WITH EARTH TAG 13 NOS. X CABLE ENTRY FOR 2 CORE X 1.5 UNARMOURED CABLE 1 NO. X CUSTOM FABRICATED BOX OF SUITABLE SIZE ACCOMODATING THE ABOVE ITEMS | FIKE | 10-2967 | SETS | 1 | 345 | 99 | 0 | 99 | 0 | FALSE |  |  | 0 | NULL
4.5.2.7 |  | ABORT SWITCHES WITH BACKBOX | FIKE | 10-1639 | NOS | 3 | 360 | 103 | 0 | 309 | 0 | FALSE |  |  | 0 | NULL
4.5.2.8 |  | MANUAL RELEASE SWITCH WITH BACKBOX | FIKE | 10‐2963 | NOS | 3 | 435 | 125 | 0 | 375 | 0 | FALSE |  |  | 0 | NULL
4.5.2.9 |  | STI WEATHERPROOF COVER FOR SWITCHES (IP54) | STI STOPPER | STI 3150 | NOS | 3 | 352 | 101 | 0 | 303 | 0 | FALSE |  |  | 0 | NULL
4.5.2.10 |  | RELEASE CONTROL MODULE W/ ISOLATOR BASE | FIKE | 55 -053 | NOS | 5 | 1140 | 327 | 0 | 1635 | 0 | FALSE |  |  | 0 | NULL
4.5.2.11 |  | MINI MONITOR MODULE W/ ISOLATOR BASE | FIKE | 55 -050 | NOS | 4 | 340 | 98 | 0 | 392 | 0 | FALSE |  |  | 0 | NULL
4.5.2.12 |  | MONITOR MODULE W/ ISOLATOR | FIKE | 55 -046 | NOS | 25 | 380 | 109 | 0 | 2725 | 0 | FALSE |  |  | 0 | NULL
4.5.2.13 |  | CONTROL MODULE W/ ISOLATOR | FIKE | 55 -047 | NOS | 12 | 435 | 125 | 0 | 1500 | 0 | FALSE |  |  | 0 | NULL
4.5.2.14 |  | RELAY MODULE WITH ISOLATOR | FIKE | 55-048 | NOS | 3 | 388.8144 | 112 | 0 | 336 | 0 | FALSE |  |  | 0 | NULL
4.5.2.15 |  | POWER SUPPLY UNIT, 24V DC ,10 Amps, W / battery | FIKE | 10-2829-1-0-01-0-1-01 | NOS | 1 | 1676 | 480 | 0 | 480 | 0 | FALSE |  |  | 0 | NULL
4.5.2.16 |  | WEATHER PROOF STATUS INDICATOR WITH KEY SWITCH | FIKE | 02-13946 | NOS | 3 | 4531.345 | 1297 | 0 | 3891 | 0 | FALSE |  |  | 0 | NULL
4.5.2.17 |  | ILLUMINATED WARNING SIGN "DONT ENTER GAS DISCHARGED" - WEATHER PROOF | SHIELD/AMPAC | SK27202/ Enclsoure: 4210-0120 & Fascia Plate: 4210-013 | NOS | 3 | 2750 | 787 | 0 | 2361 | 0 | FALSE |  |  | 0 | NULL
4.5.3 |  | MECHANICAL COMPONENTS (RESERVE) |  |  |  | 0 | 0 | 0 | 0 | 0 | 0 | FALSE |  |  | 0 | NULL
4.5.3.1 |  | 140 LITER, 300 BAR INERT GAS CYLINDER - MODEL: NF IG541-300-140 - NAFFCO COMPLETE WITH: '- 140 LITER 356 MM DIA. CYLINDER FILLED WITH IG-541 AGENT - DISCHARGE HEAD VALVE WITH PRESSURE GAUGE, PRESSURE SWITH FOR 300 BAR - SAFETY/PROTECTION CAP, - CYLINDER ID LABEL FOR 300 BAR, IG-541 GAS, 140 LTR. - CONSTANT PRESSURE REGULATOR FOR 300 BAR, MODEL B08400003-NF, - GASKET, MODEL 024100104-NF | NAFFCO | NF IG541-300-140 | SETS | 7 | 5820 | 1666 | 0 | 11662 | 0 | FALSE |  |  | 0 | NULL
4.5.3.2 | 10341512133 | ELECTRO MAGNETIC DEVICE WITH DIODE, INLET THREADED TO M42 X 1.5, 24V DC, 0.5 A, IP 65 RATED, P/N.# B04425146 FOR UL LISTED FIRE SUPPRESSION SYSTEM (REFER ITEM.# 10341512136) | NAFFCO | B04425148 | NOS | 2 | 790 | 227 | 0 | 454 | 0 | FALSE |  |  | 0 | NULL
4.5.3.3 | 10341512520 | MONITORING SWITCH FOR ELECTROMAGNETIC DEVICE FOR UL LISTED NAFFCOINERT SYSTEM, PART NO: 029905200-NF - NAFFCO | NAFFCO | 029905200-NF | NOS | 2 | 350 | 101 | 0 | 202 | 0 | FALSE |  |  | 0 | NULL
4.5.3.4 | 10341512120 | MANUAL / PNEUMATIC RELEASE DEVICE, WP 300 BAR, INLET THREADED TO M42 X 1.5, PNEUMATIC LINE CONNECTION G 1/8", P/N.# B04420065-NF FOR UL LISTED FIRE SUPPRESSION SYSTEM | NAFFCO | B04420065 | NOS | 2 | 120 | 35 | 0 | 70 | 0 | FALSE |  |  | 0 | NULL
4.5.3.5 | 10341512122 | PNEUMATIC RELEASE DEVICE, WP 300 BAR, INLET THREADED TO M42 X 1.5, PNEUMATIC LINE CONNECTION G 1/8", P/N.# B04420066NF FOR UL LISTED FIRE SUPPRESSION SYSTEM | NAFFCO | B04420066 | NOS | 5 | 80 | 23 | 0 | 115 | 0 | FALSE |  |  | 0 | NULL
4.5.3.6 | 10343512025 | DISCHARGE HOSE, DN16, WP 350 BAR, B/P 1400 BAR, 400MM LENGTH, INLET FEMALE THREAD TO W 21.8 X 1/14" TO DIN 477 & OUTLET FEMALE THREAD TO G 3/4", P/N.# B06920225-NF FOR NAFFCOINERT UL CLEAN AGENT FIRE SUPPRESSION SYSTEM | NAFFCO | B06920225-NF | NOS | 7 | 180 | 52 | 0 | 364 | 0 | FALSE |  |  | 0 | NULL
4.5.3.7 | 10343012208 | MANIFOLD CHECK VALVE, BRASS, MAX W/P 100 BAR, TP 150 BAR, HOSE CONNECTION THREAD G3/4", MANIFOLD CONNECTION THREAD R1" DN12, P/N.# B04600008-NF FOR UL LISTED FIRE SUPPRESSION SYSTEM | NAFFCO | B04600008 | NOS | 7 | 130 | 38 | 0 | 266 | 0 | FALSE |  |  | 0 | NULL
4.5.3.8 | 10343512032 | PILOT HOSE, SYNTHETIC RUBBER OIL RESISTANT W/STRAIGHT FITTINGS M12 X 1.5 FEMALE THREAD IN BOTH ENDS, 700MM LONG, W/P 400 BAR, B/P 1600 BAR, TEMP RANGE: -40 C. TO 100 C, P/N.# B06920212 FOR UL LISTED FIRE SUPPRESSION SYSTEM | NAFFCO | B06920212-NF | NOS | 3 | 70 | 21 | 0 | 63 | 0 | FALSE |  |  | 0 | NULL
4.5.3.9 | 10343512033 | PILOT HOSE, SYNTHETIC RUBBER OIL RESISTANT W/STRAIGHT FITTINGS M12 X 1.5 FEMALE THREAD IN BOTH ENDS, 500MM LONG, W/P 400 BAR, B/P 1600 BAR, TEMP RANGE: -40 C. TO 100 C, P/N.# B06920213 FOR UL LISTED FIRE SUPPRESSION SYSTEM | NAFFCO | B06920213-NF | NOS | 3 | 70 | 21 | 0 | 63 | 0 | FALSE |  |  | 0 | NULL
4.5.3.10 | 10349012606 | CONNECTING ADAPTOR, M12 X 1.5 MALE THREADED & G 1/8" MALE THREADED, P/N.# 029510006 FOR UL LISTED FIRE SUPPRESSION SYSTEM | NAFFCO | 029510006 | NOS | 12 | 20 | 6 | 0 | 72 | 0 | FALSE |  |  | 0 | NULL
4.5.3.11 | 10346012640 | BLEED VALVE, P/N.# 029730040-NF FOR UL LISTED FIRE SUPPRESSION SYSTEM | NAFFCO | 029730040 | NOS | 1 | 170 | 49 | 0 | 49 | 0 | FALSE |  |  | 0 | NULL
4.5.3.12 | 10344012323 | MANIFOLD FOR 3 CYLINDER NAFFCOINERT UL CLEAN AGENT FIRE SUPPRESSION SYSTEM, 360 DIA CYLINDER, P/N.# NFIG-360-SRM3 - NAFFCO | NAFFCO | NFIG-360-SRM3 | NOS | 1 | 880 | 252 | 0 | 252 | 0 | FALSE |  |  | 0 | NULL
4.5.3.13 | 10344012324 | MANIFOLD FOR 4 CYLINDER NAFFCOINERT UL CLEAN AGENT FIRE SUPPRESSION SYSTEM, 360 DIA CYLINDER, P/N.# NFIG-360-SRM4 - NAFFCO | NAFFCO | NFIG-360-SRM4 | NOS | 1 | 880 | 252 | 0 | 252 | 0 | FALSE |  |  | 0 | NULL
4.5.3.14 |  | MANIFOLD END CAP WITH PORT | NAFFCO |  | NOS | 2 | 150 | 43 | 0 | 86 | 0 | FALSE |  |  | 0 | NULL
4.5.3.15 |  | MANIFOLD END CAP WITHOUT PORT | NAFFCO |  | NOS | 1 | 100 | 29 | 0 | 29 | 0 | FALSE |  |  | 0 | NULL
4.5.3.16 |  | RACK ASSEMBLY FOR 4 CYLINDERS, SINGLE ROW, FLOOR MOUNTING TYPE, CYLINDER DIA: 360MM, CAPACITY: 67L, 80L & 140L, PRESSURE RATING: 200 / 300BAR, MODEL: NFIG-RA02-004F FOR NAFFCOINERT UL CLEAN AGENT FIRE SUPPRESSION SYSTEM - NAFFCO | NAFFCO | NFIG-RA02-004F | NOS | 1 | 510 | 146 | 0 | 146 | 0 | FALSE |  |  | 0 | NULL
4.5.3.17 |  | RACK ASSEMBLY FOR 3 CYLINDERS, SINGLE ROW, FLOOR MOUNTING TYPE, CYLINDER DIA: 360MM, CAPACITY: 67L, 80L & 140L, PRESSURE RATING: 200 / 300BAR, MODEL: NFIG-RA02-003F FOR NAFFCOINERT UL CLEAN AGENT FIRE SUPPRESSION SYSTEM - NAFFCO | NAFFCO | NFIG-RA02-003F | NOS | 1 | 380 | 109 | 0 | 109 | 0 | FALSE |  |  | 0 | NULL
4.5.3.18 |  | PRESSURE RELIEF VENT (OPTIONAL) |  |  |  | 0 | 0 | 0 | 0 | 0 | 0 | FALSE |  |  | 0 | NULL
4.5.3.19 | 15466240162 | PRESSURE RELIEF DAMPER, SIZE: 620 X 620 X 120MM, MODEL: SHXUN500 - AFP | AFP | SHXUN500 | NOS | 2 | 3329.1499 | 953 | 0 | 1906 | 0 | FALSE |  |  | 0 | NULL
4.5.3.20 | 15466240142 | PRESSURE RELIEF DAMPER, SIZE: 420 X 420 X 120MM, MODEL: SHXUN300 - AFP | AFP | SHXUN300 | NOS | 1 | 1802.5525 | 516 | 0 | 516 | 0 | FALSE |  |  | 0 | NULL
4.6 |  | STG BUILDING |  |  |  | 0 | 0 | 0 | 0 | 0 | 0 | FALSE |  |  | 0 | NULL
4.6.1 |  | MECHANICAL COMPONENTS (MAIN) |  |  |  | 0 | 0 | 0 | 0 | 0 | 0 | FALSE |  |  | 0 | NULL
4.6.1.1 |  | 140 LITER, 300 BAR INERT GAS CYLINDER - MODEL: NF IG541-300-140 - NAFFCO COMPLETE WITH: '- 140 LITER 356 MM DIA. CYLINDER FILLED WITH IG-541 AGENT - DISCHARGE HEAD VALVE WITH PRESSURE GAUGE, PRESSURE SWITH FOR 300 BAR - SAFETY/PROTECTION CAP, - CYLINDER ID LABEL FOR 300 BAR, IG-541 GAS, 140 LTR. - CONSTANT PRESSURE REGULATOR FOR 300 BAR, MODEL B08400003-NF, - GASKET, MODEL 024100104-NF | NAFFCO | NF IG541-300-140 | SETS | 29 | 5820 | 1666 | 0 | 48314 | 0 | FALSE |  |  | 0 | NULL
4.6.1.2 | 10341512133 | ELECTRO MAGNETIC DEVICE WITH DIODE, INLET THREADED TO M42 X 1.5, 24V DC, 0.5 A, IP 65 RATED, P/N.# B04425146 FOR UL LISTED FIRE SUPPRESSION SYSTEM (REFER ITEM.# 10341512136) | NAFFCO | B04425148 | NOS | 4 | 790 | 227 | 0 | 908 | 0 | FALSE |  |  | 0 | NULL
4.6.1.3 | 10349012810 | RESET TOOL FOR ELECTRO MAGNETIC DEVICE FOR INERT GAS SYSTEM, P/N.# 029210064 (OLD P/N.# 023000064) - NAFFCO | NAFFCO | 029210064 (023000064) | NOS | 4 | 110 | 32 | 0 | 128 | 0 | FALSE |  |  | 0 | NULL
4.6.1.4 | 10341512120 | MANUAL / PNEUMATIC RELEASE DEVICE, WP 300 BAR, INLET THREADED TO M42 X 1.5, PNEUMATIC LINE CONNECTION G 1/8", P/N.# B04420065-NF FOR UL LISTED FIRE SUPPRESSION SYSTEM | NAFFCO | B04420065 | NOS | 4 | 120 | 35 | 0 | 140 | 0 | FALSE |  |  | 0 | NULL
4.6.1.5 | 10341512122 | PNEUMATIC RELEASE DEVICE, WP 300 BAR, INLET THREADED TO M42 X 1.5, PNEUMATIC LINE CONNECTION G 1/8", P/N.# B04420066NF FOR UL LISTED FIRE SUPPRESSION SYSTEM | NAFFCO | B04420066 | NOS | 25 | 80 | 23 | 0 | 575 | 0 | FALSE |  |  | 0 | NULL
4.6.1.6 | 10343512025 | DISCHARGE HOSE, DN16, WP 350 BAR, B/P 1400 BAR, 400MM LENGTH, INLET FEMALE THREAD TO W 21.8 X 1/14" TO DIN 477 & OUTLET FEMALE THREAD TO G 3/4", P/N.# B06920225-NF FOR NAFFCOINERT UL CLEAN AGENT FIRE SUPPRESSION SYSTEM | NAFFCO | B06920225-NF | NOS | 29 | 180 | 52 | 0 | 1508 | 0 | FALSE |  |  | 0 | NULL
4.6.1.7 | 10343012208 | MANIFOLD CHECK VALVE, BRASS, MAX W/P 100 BAR, TP 150 BAR, HOSE CONNECTION THREAD G3/4", MANIFOLD CONNECTION THREAD R1" DN12, P/N.# B04600008-NF FOR UL LISTED FIRE SUPPRESSION SYSTEM | NAFFCO | B04600008 | NOS | 29 | 130 | 38 | 0 | 1102 | 0 | FALSE |  |  | 0 | NULL
4.6.1.8 | 10343512032 | PILOT HOSE, SYNTHETIC RUBBER OIL RESISTANT W/STRAIGHT FITTINGS M12 X 1.5 FEMALE THREAD IN BOTH ENDS, 700MM LONG, W/P 400 BAR, B/P 1600 BAR, TEMP RANGE: -40 C. TO 100 C, P/N.# B06920212 FOR UL LISTED FIRE SUPPRESSION SYSTEM | NAFFCO | B06920212-NF | NOS | 8 | 70 | 21 | 0 | 168 | 0 | FALSE |  |  | 0 | NULL
4.6.1.9 | 10343512033 | PILOT HOSE, SYNTHETIC RUBBER OIL RESISTANT W/STRAIGHT FITTINGS M12 X 1.5 FEMALE THREAD IN BOTH ENDS, 500MM LONG, W/P 400 BAR, B/P 1600 BAR, TEMP RANGE: -40 C. TO 100 C, P/N.# B06920213 FOR UL LISTED FIRE SUPPRESSION SYSTEM | NAFFCO | B06920213-NF | NOS | 20 | 70 | 21 | 0 | 420 | 0 | FALSE |  |  | 0 | NULL
4.6.1.10 | 10349012606 | CONNECTING ADAPTOR, M12 X 1.5 MALE THREADED & G 1/8" MALE THREADED, P/N.# 029510006 FOR UL LISTED FIRE SUPPRESSION SYSTEM | NAFFCO | 029510006 | NOS | 56 | 20 | 6 | 0 | 336 | 0 | FALSE |  |  | 0 | NULL
4.6.1.11 | 10346012640 | BLEED VALVE, P/N.# 029730040-NF FOR UL LISTED FIRE SUPPRESSION SYSTEM | NAFFCO | 029730040 | NOS | 1 | 170 | 49 | 0 | 49 | 0 | FALSE |  |  | 0 | NULL
4.6.1.12 | 10344012324 | MANIFOLD FOR 4 CYLINDER NAFFCOINERT UL CLEAN AGENT FIRE SUPPRESSION SYSTEM, 360 DIA CYLINDER, P/N.# NFIG-360-SRM4 - NAFFCO | NAFFCO | NFIG-360-SRM4 | NOS | 1 | 880 | 252 | 0 | 252 | 0 | FALSE |  |  | 0 | NULL
4.6.1.13 | 10344012325 | MANIFOLD FOR 5 CYLINDER NAFFCOINERT UL CLEAN AGENT FIRE SUPPRESSION SYSTEM, 360 DIA CYLINDER, P/N.# NFIG-360-SRM5 - NAFFCO | NAFFCO | NFIG-360-SRM5 | NOS | 5 | 1060 | 304 | 0 | 1520 | 0 | FALSE |  |  | 0 | NULL
4.6.1.14 |  | MANIFOLD END CAP WITH PORT | NAFFCO |  | NOS | 6 | 150 | 43 | 0 | 258 | 0 | FALSE |  |  | 0 | NULL
4.6.1.15 |  | MANIFOLD END CAP WITHOUT PORT | NAFFCO |  | NOS | 2 | 100 | 29 | 0 | 58 | 0 | FALSE |  |  | 0 | NULL
4.6.1.16 | 10344212380 | RACK ASSEMBLY FOR 10 CYLINDERS, DOUBLE ROW, FLOOR MOUNTING TYPE, CYLINDER DIA: 360MM, CAPACITY: 67L, 80L & 140L, PRESSURE RATING: 200 / 300BAR, MODEL: NFIG-RA02-050F FOR NAFFCOINERT UL CLEAN AGENT FIRE SUPPRESSION SYSTEM - NAFFCO | NAFFCO | NFIG-RA02-050F | NOS | 2 | 680 | 195 | 0 | 390 | 0 | FALSE |  |  | 0 | NULL
4.6.1.17 | 10344212379 | RACK ASSEMBLY FOR 9 CYLINDERS, DOUBLE ROW, FLOOR MOUNTING TYPE, CYLINDER DIA: 360MM, CAPACITY: 67L, 80L & 140L, PRESSURE RATING: 200 / 300BAR, MODEL: NFIG-RA02-051F FOR NAFFCOINERT UL CLEAN AGENT FIRE SUPPRESSION SYSTEM - NAFFCO | NAFFCO | NFIG-RA02-051F | NOS | 1 | 660 | 189 | 0 | 189 | 0 | FALSE |  |  | 0 | NULL
4.6.1.18 | 10342513010 | SELECTOR VALVE 1" (25MM), MODEL: B05511050-NF - NAFFCO | NAFFCO | B05511050-NF | NOS | 2 | 3540.2175 | 1013 | 0 | 2026 | 0 | FALSE |  |  | 0 | NULL
4.6.1.19 | 10342513015 | SELECTOR VALVE 1-1/2" (40MM), MODEL: B05511150-NF - NAFFCO | NAFFCO | B05511150-NF | NOS | 1 | 4749.5598 | 1359 | 0 | 1359 | 0 | FALSE |  |  | 0 | NULL
4.6.1.20 | 10342513030 | SELECTOR VALVE 3" (80MM), MODEL: B05511450-NF - NAFFCO | NAFFCO | B055115450-NF | NOS | 2 | 12455.9375 | 3564 | 0 | 7128 | 0 | FALSE |  |  | 0 | NULL
4.6.1.21 |  | PILOT CYLINDER ASSEMBLY (FOR MIULTI-ZONE) MAIN+STANDBY COMPLETE WITH ALL ACCESSORIES REQUIRED FOR THIS ASSEMBLY: - HIGH PRESSURE PRMIARY REGULATOR (SET PRESSURE - 6 TO 10 BAR) UL LISTED - 1/4" HIGH PRESSURE PILOT HOSE - CONSTANT FLOW PRESSURE DISHARGE REGULATOR - B8400003-NF - DISCHARGE VALVE, PART NUMBER: B04801218-NF - ELECTROMAGNETIC RELEASE DEVICE, PART NUMBER: B044425146-NF - MANUAL/PNEUMATIC RELEASE DEVICE, PART NUMBER: B04420065-NF - PRESSURE GAUGE, PART NUMBER: 029720221-NF - PILOT CYLINDER, W28.8x14TPI THREADS TO 25E EN ISO 113631-1 - POP OFF VALVE, SET PRESSURE 175 PSI 1/2" CARBON STEEL 300 BAR RATED CHECK VALVE HIGH PRESSURE FITTINGS, HOSE & OTHER ACCESSORIES TO COMPLETE THE ASSEMBLY | NAFFCO |  | NOS | 10 | 6935.9419 | 1985 | 0 | 19850 | 0 | FALSE |  |  | 0 | NULL
4.6.1.22 |  | DISCHARGE NOZZLE | NAFFCO | NAFFCO | NOS | 36 | 180 | 52 | 0 | 1872 | 0 | FALSE |  |  | 0 | NULL
4.6.1.23 | 10341512137 | PRESSURE RELIEF DEVICE FOR MANIFOLD, P/N.# 029730037 FOR NAFFCOINERT UL CLEAN AGENT FIRE SUPPRESSION SYSTEM | NAFFCO | P/N #29730037 | NOS | 2 | 1900 | 544 | 0 | 1088 | 0 | FALSE |  |  | 0 | NULL
4.6.1.24 | 10341512022 | PRESSURE & FLOW DETECTOR SWITCH, P/N.# 028250050 FOR NAFFCOINERT UL CLEAN AGENT FIRE SUPPRESSION SYSTEM | NAFFCO | P/N # 28250050 | NOS | 5 | 690 | 198 | 0 | 990 | 0 | FALSE |  |  | 0 | NULL
4.6.1.25 |  | CHECK VALVE IN CYLINDER MANIFOLD/MAIN RESERVE HEADER PIPE - 2" | NAFFCO | 504.110008BI | NOS | 2 | 727.3048 | 209 | 0 | 418 | 0 | FALSE |  |  | 0 | NULL
4.6.1.26 |  | WARNING SIGN | NAFFCO |  | SET | 9 | 300 | 86 | 0 | 774 | 0 | FALSE |  |  | 0 | NULL
4.6.2 |  | ELECTRICAL COMPONENTS |  |  |  | 0 | 0 | 0 | 0 | 0 | 0 | FALSE |  |  | 0 | NULL
4.6.2.1 |  | 2 LOOP ADDRESSABLE FIRE EXTINGUISHING PANEL, COMPLETE WITH: 2 SET X 18 AH 12 V DC NI-CD BATTERY | Cheetah Xi - FIKE / YUASA / DAHUA** | 10-068-R-1-L | SETS | 1 | 8500 | 2432 | 0 | 2432 | 0 | FALSE |  |  | 0 | NULL
4.6.2.2 |  | PHOTOELECTRIC SMOKE DETECTOR w/base | FIKE | 63-1058 & 63-1061 | NOS | 50 | 450 | 129 | 0 | 6450 | 0 | FALSE |  |  | 0 | NULL
4.6.2.3 |  | REMOTE INDICATOR | SYSTEM SENSOR | RA100Z | NOS | 2 | 100 | 29 | 0 | 58 | 0 | FALSE |  |  | 0 | NULL
4.6.2.4 |  | HORN | e2S | A100DC024MA1A1R | NOS | 9 | 1050 | 301 | 0 | 2709 | 0 | FALSE |  |  | 0 | NULL
4.6.2.5 |  | STROBE HORN | SHIELD | SH-HSIR | NOS | 9 | 150 | 43 | 0 | 387 | 0 | FALSE |  |  | 0 | NULL
4.6.2.6 |  | STROBE LIGHT WITH BACKBOX | SHIELD | S-C8057 | NOS | 9 | 88 | 26 | 0 | 234 | 0 | FALSE |  |  | 0 | NULL
4.6.2.7 |  | MAIN RESERVE SELECTOR SWITCH WITH BACKBOX 1 NO. X MAIN/RESERVE SELECTOR SWITCH 1 NO. X SUITABLE BASE PLATE TO MOUNT DPDT RELAYS AND TERMINALS 4 NO. X DPDT RELAY CONTACTS/SUITABLE RELAYS PLUG IN SOCKTES 38 NOS. X TERMINALS IN DIN RAIL 19 NOS. X M20 BRASS/PVC CABLE GLANDS SUITED FOR 2 CORE X 1.5 UNARMOURED CABLE 19 NOS. X PVC SHROUDS WITH EARTH TAG 19 NOS. X CABLE ENTRY FOR 2 CORE X 1.5 UNARMOURED CABLE 1 NO. X CUSTOM FABRICATED BOX OF SUITABLE SIZE ACCOMODATING THE ABOVE ITEMS | FIKE | 10-2967 | SETS | 1 | 345 | 99 | 0 | 99 | 0 | FALSE |  |  | 0 | NULL
4.6.2.8 |  | ABORT SWITCHES WITH BACKBOX | FIKE | 10-1639 | NOS | 9 | 360 | 103 | 0 | 927 | 0 | FALSE |  |  | 0 | NULL
4.6.2.9 |  | MANUAL RELEASE SWITCH WITH BACKBOX | FIKE | 10‐2963 | NOS | 9 | 435 | 125 | 0 | 1125 | 0 | FALSE |  |  | 0 | NULL
4.6.2.10 |  | STI WEATHERPROOF COVER FOR SWITCHES (IP54) | STI STOPPER | STI 3150 | NOS | 9 | 352 | 101 | 0 | 909 | 0 | FALSE |  |  | 0 | NULL
4.6.2.11 |  | RELEASE CONTROL MODULE W/ ISOLATOR BASE | FIKE | 55 -053 | NOS | 9 | 1140 | 327 | 0 | 2943 | 0 | FALSE |  |  | 0 | NULL
4.6.2.12 |  | MINI MONITOR MODULE W/ ISOLATOR BASE | FIKE | 55 -050 | NOS | 10 | 340 | 98 | 0 | 980 | 0 | FALSE |  |  | 0 | NULL
4.6.2.13 |  | MONITOR MODULE W/ ISOLATOR | FIKE | 55 -046 | NOS | 50 | 380 | 109 | 0 | 5450 | 0 | FALSE |  |  | 0 | NULL
4.6.2.14 |  | CONTROL MODULE W/ ISOLATOR | FIKE | 55 -047 | NOS | 36 | 435 | 125 | 0 | 4500 | 0 | FALSE |  |  | 0 | NULL
4.6.2.15 |  | RELAY MODULE WITH ISOLATOR | FIKE | 55-048 | NOS | 5 | 388.8144 | 112 | 0 | 560 | 0 | FALSE |  |  | 0 | NULL
4.6.2.16 |  | POWER SUPPLY UNIT, 24V DC ,10 Amps, W / battery | FIKE | 10-2829-1-0-01-0-1-01 | NOS | 1 | 1676 | 480 | 0 | 480 | 0 | FALSE |  |  | 0 | NULL
4.6.2.17 |  | WEATHER PROOF STATUS INDICATOR WITH KEY SWITCH | FIKE | 02-13946 | NOS | 9 | 4531.345 | 1297 | 0 | 11673 | 0 | FALSE |  |  | 0 | NULL
4.6.2.18 |  | ILLUMINATED WARNING SIGN "DONT ENTER GAS DISCHARGED" - WEATHER PROOF | SHIELD/AMPAC | SK27202/ Enclsoure: 4210-0120 & Fascia Plate: 4210-013 | NOS | 9 | 2750 | 787 | 0 | 7083 | 0 | FALSE |  |  | 0 | NULL
4.6.3 |  | MECHANICAL COMPONENTS (RESERVE) |  |  |  | 0 | 0 | 0 | 0 | 0 | 0 | FALSE |  |  | 0 | NULL
4.6.3.1 |  | 140 LITER, 300 BAR INERT GAS CYLINDER - MODEL: NF IG541-300-140 - NAFFCO COMPLETE WITH: '- 140 LITER 356 MM DIA. CYLINDER FILLED WITH IG-541 AGENT - DISCHARGE HEAD VALVE WITH PRESSURE GAUGE, PRESSURE SWITH FOR 300 BAR - SAFETY/PROTECTION CAP, - CYLINDER ID LABEL FOR 300 BAR, IG-541 GAS, 140 LTR. - CONSTANT PRESSURE REGULATOR FOR 300 BAR, MODEL B08400003-NF, - GASKET, MODEL 024100104-NF | NAFFCO | NF IG541-300-140 | SETS | 29 | 5820 | 1666 | 0 | 48314 | 0 | FALSE |  |  | 0 | NULL
4.6.3.2 | 10341512133 | ELECTRO MAGNETIC DEVICE WITH DIODE, INLET THREADED TO M42 X 1.5, 24V DC, 0.5 A, IP 65 RATED, P/N.# B04425146 FOR UL LISTED FIRE SUPPRESSION SYSTEM (REFER ITEM.# 10341512136) | NAFFCO | B04425148 | NOS | 4 | 790 | 227 | 0 | 908 | 0 | FALSE |  |  | 0 | NULL
4.6.3.3 | 10341512520 | MONITORING SWITCH FOR ELECTROMAGNETIC DEVICE FOR UL LISTED NAFFCOINERT SYSTEM, PART NO: 029905200-NF - NAFFCO | NAFFCO | 029905200-NF | NOS | 4 | 350 | 101 | 0 | 404 | 0 | FALSE |  |  | 0 | NULL
4.6.3.4 | 10341512120 | MANUAL / PNEUMATIC RELEASE DEVICE, WP 300 BAR, INLET THREADED TO M42 X 1.5, PNEUMATIC LINE CONNECTION G 1/8", P/N.# B04420065-NF FOR UL LISTED FIRE SUPPRESSION SYSTEM | NAFFCO | B04420065 | NOS | 4 | 120 | 35 | 0 | 140 | 0 | FALSE |  |  | 0 | NULL
4.6.3.5 | 10341512122 | PNEUMATIC RELEASE DEVICE, WP 300 BAR, INLET THREADED TO M42 X 1.5, PNEUMATIC LINE CONNECTION G 1/8", P/N.# B04420066NF FOR UL LISTED FIRE SUPPRESSION SYSTEM | NAFFCO | B04420066 | NOS | 25 | 80 | 23 | 0 | 575 | 0 | FALSE |  |  | 0 | NULL
4.6.3.6 | 10343512025 | DISCHARGE HOSE, DN16, WP 350 BAR, B/P 1400 BAR, 400MM LENGTH, INLET FEMALE THREAD TO W 21.8 X 1/14" TO DIN 477 & OUTLET FEMALE THREAD TO G 3/4", P/N.# B06920225-NF FOR NAFFCOINERT UL CLEAN AGENT FIRE SUPPRESSION SYSTEM | NAFFCO | B06920225-NF | NOS | 29 | 180 | 52 | 0 | 1508 | 0 | FALSE |  |  | 0 | NULL
4.6.3.7 | 10343012208 | MANIFOLD CHECK VALVE, BRASS, MAX W/P 100 BAR, TP 150 BAR, HOSE CONNECTION THREAD G3/4", MANIFOLD CONNECTION THREAD R1" DN12, P/N.# B04600008-NF FOR UL LISTED FIRE SUPPRESSION SYSTEM | NAFFCO | B04600008 | NOS | 29 | 130 | 38 | 0 | 1102 | 0 | FALSE |  |  | 0 | NULL
4.6.3.8 | 10343512032 | PILOT HOSE, SYNTHETIC RUBBER OIL RESISTANT W/STRAIGHT FITTINGS M12 X 1.5 FEMALE THREAD IN BOTH ENDS, 700MM LONG, W/P 400 BAR, B/P 1600 BAR, TEMP RANGE: -40 C. TO 100 C, P/N.# B06920212 FOR UL LISTED FIRE SUPPRESSION SYSTEM | NAFFCO | B06920212-NF | NOS | 8 | 70 | 21 | 0 | 168 | 0 | FALSE |  |  | 0 | NULL
4.6.3.9 | 10343512033 | PILOT HOSE, SYNTHETIC RUBBER OIL RESISTANT W/STRAIGHT FITTINGS M12 X 1.5 FEMALE THREAD IN BOTH ENDS, 500MM LONG, W/P 400 BAR, B/P 1600 BAR, TEMP RANGE: -40 C. TO 100 C, P/N.# B06920213 FOR UL LISTED FIRE SUPPRESSION SYSTEM | NAFFCO | B06920213-NF | NOS | 20 | 70 | 21 | 0 | 420 | 0 | FALSE |  |  | 0 | NULL
4.6.3.10 | 10349012606 | CONNECTING ADAPTOR, M12 X 1.5 MALE THREADED & G 1/8" MALE THREADED, P/N.# 029510006 FOR UL LISTED FIRE SUPPRESSION SYSTEM | NAFFCO | 029510006 | NOS | 56 | 20 | 6 | 0 | 336 | 0 | FALSE |  |  | 0 | NULL
4.6.3.11 | 10346012640 | BLEED VALVE, P/N.# 029730040-NF FOR UL LISTED FIRE SUPPRESSION SYSTEM | NAFFCO | 029730040 | NOS | 1 | 170 | 49 | 0 | 49 | 0 | FALSE |  |  | 0 | NULL
4.6.3.12 | 10344012324 | MANIFOLD FOR 4 CYLINDER NAFFCOINERT UL CLEAN AGENT FIRE SUPPRESSION SYSTEM, 360 DIA CYLINDER, P/N.# NFIG-360-SRM4 - NAFFCO | NAFFCO | NFIG-360-SRM4 | NOS | 1 | 880 | 252 | 0 | 252 | 0 | FALSE |  |  | 0 | NULL
4.6.3.13 | 10344012325 | MANIFOLD FOR 5 CYLINDER NAFFCOINERT UL CLEAN AGENT FIRE SUPPRESSION SYSTEM, 360 DIA CYLINDER, P/N.# NFIG-360-SRM5 - NAFFCO | NAFFCO | NFIG-360-SRM5 | NOS | 5 | 1060 | 304 | 0 | 1520 | 0 | FALSE |  |  | 0 | NULL
4.6.3.14 |  | MANIFOLD END CAP WITH PORT | NAFFCO |  | NOS | 6 | 150 | 43 | 0 | 258 | 0 | FALSE |  |  | 0 | NULL
4.6.3.15 |  | MANIFOLD END CAP WITHOUT PORT | NAFFCO |  | NOS | 2 | 100 | 29 | 0 | 58 | 0 | FALSE |  |  | 0 | NULL
4.6.3.16 | 10344212380 | RACK ASSEMBLY FOR 10 CYLINDERS, DOUBLE ROW, FLOOR MOUNTING TYPE, CYLINDER DIA: 360MM, CAPACITY: 67L, 80L & 140L, PRESSURE RATING: 200 / 300BAR, MODEL: NFIG-RA02-050F FOR NAFFCOINERT UL CLEAN AGENT FIRE SUPPRESSION SYSTEM - NAFFCO | NAFFCO | NFIG-RA02-050F | NOS | 2 | 680 | 195 | 0 | 390 | 0 | FALSE |  |  | 0 | NULL
4.6.3.17 | 10344212379 | RACK ASSEMBLY FOR 9 CYLINDERS, DOUBLE ROW, FLOOR MOUNTING TYPE, CYLINDER DIA: 360MM, CAPACITY: 67L, 80L & 140L, PRESSURE RATING: 200 / 300BAR, MODEL: NFIG-RA02-051F FOR NAFFCOINERT UL CLEAN AGENT FIRE SUPPRESSION SYSTEM - NAFFCO | NAFFCO | NFIG-RA02-051F | NOS | 1 | 660 | 189 | 0 | 189 | 0 | FALSE |  |  | 0 | NULL
4.6.3.18 |  | PRESSURE RELIEF VENT (OPTIONAL) |  |  |  | 0 | 0 | 0 | 0 | 0 | 0 | FALSE |  |  | 0 | NULL
4.6.3.19 | 15466240212 | PRESSURE RELIEF DAMPER, SIZE: 1120 X 1120 X 120MM, MODEL: SHXUN1000 - AFP | AFP | SHXUN1000 | NOS | 3 | 5071.8648 | 1452 | 0 | 4356 | 0 | FALSE |  |  | 0 | NULL
4.6.3.20 | 15466240162 | PRESSURE RELIEF DAMPER, SIZE: 620 X 620 X 120MM, MODEL: SHXUN500 - AFP | AFP | SHXUN500 | NOS | 1 | 3329.1499 | 953 | 0 | 953 | 0 | FALSE |  |  | 0 | NULL
4.6.3.21 | 15466240142 | PRESSURE RELIEF DAMPER, SIZE: 420 X 420 X 120MM, MODEL: SHXUN300 - AFP | AFP | SHXUN300 | NOS | 1 | 1802.5525 | 516 | 0 | 516 | 0 | FALSE |  |  | 0 | NULL
4.7 |  | GENERAL AUXILLIARY BUILDING |  |  |  | 0 | 0 | 0 | 0 | 0 | 0 | FALSE |  |  | 0 | NULL
4.7.1 |  | MECHANICAL COMPONENTS (MAIN) |  |  |  | 0 | 0 | 0 | 0 | 0 | 0 | FALSE |  |  | 0 | NULL
4.7.1.1 |  | 140 LITER, 300 BAR INERT GAS CYLINDER - MODEL: NF IG541-300-140 - NAFFCO COMPLETE WITH: '- 140 LITER 356 MM DIA. CYLINDER FILLED WITH IG-541 AGENT - DISCHARGE HEAD VALVE WITH PRESSURE GAUGE, PRESSURE SWITH FOR 300 BAR - SAFETY/PROTECTION CAP, - CYLINDER ID LABEL FOR 300 BAR, IG-541 GAS, 140 LTR. - CONSTANT PRESSURE REGULATOR FOR 300 BAR, MODEL B08400003-NF, - GASKET, MODEL 024100104-NF | NAFFCO | NF IG541-300-140 | SETS | 24 | 5820 | 1666 | 0 | 39984 | 0 | FALSE |  |  | 0 | NULL
4.7.1.2 | 10341512133 | ELECTRO MAGNETIC DEVICE WITH DIODE, INLET THREADED TO M42 X 1.5, 24V DC, 0.5 A, IP 65 RATED, P/N.# B04425146 FOR UL LISTED FIRE SUPPRESSION SYSTEM (REFER ITEM.# 10341512136) | NAFFCO | B04425148 | NOS | 2 | 790 | 227 | 0 | 454 | 0 | FALSE |  |  | 0 | NULL
4.7.1.3 | 10349012810 | RESET TOOL FOR ELECTRO MAGNETIC DEVICE FOR INERT GAS SYSTEM, P/N.# 029210064 (OLD P/N.# 023000064) - NAFFCO | NAFFCO | 029210064 (023000064) | NOS | 2 | 110 | 32 | 0 | 64 | 0 | FALSE |  |  | 0 | NULL
4.7.1.4 | 10341512120 | MANUAL / PNEUMATIC RELEASE DEVICE, WP 300 BAR, INLET THREADED TO M42 X 1.5, PNEUMATIC LINE CONNECTION G 1/8", P/N.# B04420065-NF FOR UL LISTED FIRE SUPPRESSION SYSTEM | NAFFCO | B04420065 | NOS | 2 | 120 | 35 | 0 | 70 | 0 | FALSE |  |  | 0 | NULL
4.7.1.5 | 10341512122 | PNEUMATIC RELEASE DEVICE, WP 300 BAR, INLET THREADED TO M42 X 1.5, PNEUMATIC LINE CONNECTION G 1/8", P/N.# B04420066NF FOR UL LISTED FIRE SUPPRESSION SYSTEM | NAFFCO | B04420066 | NOS | 22 | 80 | 23 | 0 | 506 | 0 | FALSE |  |  | 0 | NULL
4.7.1.6 | 10343512025 | DISCHARGE HOSE, DN16, WP 350 BAR, B/P 1400 BAR, 400MM LENGTH, INLET FEMALE THREAD TO W 21.8 X 1/14" TO DIN 477 & OUTLET FEMALE THREAD TO G 3/4", P/N.# B06920225-NF FOR NAFFCOINERT UL CLEAN AGENT FIRE SUPPRESSION SYSTEM | NAFFCO | B06920225-NF | NOS | 24 | 180 | 52 | 0 | 1248 | 0 | FALSE |  |  | 0 | NULL
4.7.1.7 | 10343012208 | MANIFOLD CHECK VALVE, BRASS, MAX W/P 100 BAR, TP 150 BAR, HOSE CONNECTION THREAD G3/4", MANIFOLD CONNECTION THREAD R1" DN12, P/N.# B04600008-NF FOR UL LISTED FIRE SUPPRESSION SYSTEM | NAFFCO | B04600008 | NOS | 24 | 130 | 38 | 0 | 912 | 0 | FALSE |  |  | 0 | NULL
4.7.1.8 | 10343512032 | PILOT HOSE, SYNTHETIC RUBBER OIL RESISTANT W/STRAIGHT FITTINGS M12 X 1.5 FEMALE THREAD IN BOTH ENDS, 700MM LONG, W/P 400 BAR, B/P 1600 BAR, TEMP RANGE: -40 C. TO 100 C, P/N.# B06920212 FOR UL LISTED FIRE SUPPRESSION SYSTEM | NAFFCO | B06920212-NF | NOS | 7 | 70 | 21 | 0 | 147 | 0 | FALSE |  |  | 0 | NULL
4.7.1.9 | 10343512033 | PILOT HOSE, SYNTHETIC RUBBER OIL RESISTANT W/STRAIGHT FITTINGS M12 X 1.5 FEMALE THREAD IN BOTH ENDS, 500MM LONG, W/P 400 BAR, B/P 1600 BAR, TEMP RANGE: -40 C. TO 100 C, P/N.# B06920213 FOR UL LISTED FIRE SUPPRESSION SYSTEM | NAFFCO | B06920213-NF | NOS | 16 | 70 | 21 | 0 | 336 | 0 | FALSE |  |  | 0 | NULL
4.7.1.10 | 10349012606 | CONNECTING ADAPTOR, M12 X 1.5 MALE THREADED & G 1/8" MALE THREADED, P/N.# 029510006 FOR UL LISTED FIRE SUPPRESSION SYSTEM | NAFFCO | 029510006 | NOS | 46 | 20 | 6 | 0 | 276 | 0 | FALSE |  |  | 0 | NULL
4.7.1.11 | 10346012640 | BLEED VALVE, P/N.# 029730040-NF FOR UL LISTED FIRE SUPPRESSION SYSTEM | NAFFCO | 029730040 | NOS | 1 | 170 | 49 | 0 | 49 | 0 | FALSE |  |  | 0 | NULL
4.7.1.12 | 10344012322 | MANIFOLD FOR 2 CYLINDER NAFFCOINERT UL CLEAN AGENT FIRE SUPPRESSION SYSTEM, 360 DIA CYLINDER, P/N.# NFIG-360-SRM2 - NAFFCO | NAFFCO | NFIG-360-SRM2 | NOS | 2 | 630 | 181 | 0 | 362 | 0 | FALSE |  |  | 0 | NULL
4.7.1.13 | 10344012325 | MANIFOLD FOR 5 CYLINDER NAFFCOINERT UL CLEAN AGENT FIRE SUPPRESSION SYSTEM, 360 DIA CYLINDER, P/N.# NFIG-360-SRM5 - NAFFCO | NAFFCO | NFIG-360-SRM5 | NOS | 4 | 1060 | 304 | 0 | 1216 | 0 | FALSE |  |  | 0 | NULL
4.7.1.14 |  | MANIFOLD END CAP WITH PORT | NAFFCO |  | NOS | 6 | 150 | 43 | 0 | 258 | 0 | FALSE |  |  | 0 | NULL
4.7.1.15 |  | MANIFOLD END CAP WITHOUT PORT | NAFFCO |  | NOS | 2 | 100 | 29 | 0 | 58 | 0 | FALSE |  |  | 0 | NULL
4.7.1.16 | 10344212380 | RACK ASSEMBLY FOR 10 CYLINDERS, DOUBLE ROW, FLOOR MOUNTING TYPE, CYLINDER DIA: 360MM, CAPACITY: 67L, 80L & 140L, PRESSURE RATING: 200 / 300BAR, MODEL: NFIG-RA02-050F FOR NAFFCOINERT UL CLEAN AGENT FIRE SUPPRESSION SYSTEM - NAFFCO | NAFFCO | NFIG-RA02-050F | NOS | 2 | 680 | 195 | 0 | 390 | 0 | FALSE |  |  | 0 | NULL
4.7.1.17 |  | RACK ASSEMBLY FOR 4 CYLINDERS, SINGLE ROW, FLOOR MOUNTING TYPE, CYLINDER DIA: 360MM, CAPACITY: 67L, 80L & 140L, PRESSURE RATING: 200 / 300BAR, MODEL: NFIG-RA02-004F FOR NAFFCOINERT UL CLEAN AGENT FIRE SUPPRESSION SYSTEM - NAFFCO | NAFFCO | NFIG-RA02-004F | NOS | 1 | 510 | 146 | 0 | 146 | 0 | FALSE |  |  | 0 | NULL
4.7.1.18 | 10342513015 | SELECTOR VALVE 1-1/2" (40MM), MODEL: B05511150-NF - NAFFCO | NAFFCO | B05511150-NF | NOS | 1 | 4749.5598 | 1359 | 0 | 1359 | 0 | FALSE |  |  | 0 | NULL
4.7.1.19 | 10342513025 | SELECTOR VALVE 2-1/2" (65MM), MODEL: B05511350-NF - NAFFCO | NAFFCO | B05511350-NF | NOS | 1 | 10308.3125 | 2950 | 0 | 2950 | 0 | FALSE |  |  | 0 | NULL
4.7.1.20 |  | PILOT CYLINDER ASSEMBLY (FOR MIULTI-ZONE) MAIN+STANDBY COMPLETE WITH ALL ACCESSORIES REQUIRED FOR THIS ASSEMBLY: - HIGH PRESSURE PRMIARY REGULATOR (SET PRESSURE - 6 TO 10 BAR) UL LISTED - 1/4" HIGH PRESSURE PILOT HOSE - CONSTANT FLOW PRESSURE DISHARGE REGULATOR - B8400003-NF - DISCHARGE VALVE, PART NUMBER: B04801218-NF - ELECTROMAGNETIC RELEASE DEVICE, PART NUMBER: B044425146-NF - MANUAL/PNEUMATIC RELEASE DEVICE, PART NUMBER: B04420065-NF - PRESSURE GAUGE, PART NUMBER: 029720221-NF - PILOT CYLINDER, W28.8x14TPI THREADS TO 25E EN ISO 113631-1 - POP OFF VALVE, SET PRESSURE 175 PSI 1/2" CARBON STEEL 300 BAR RATED CHECK VALVE HIGH PRESSURE FITTINGS, HOSE & OTHER ACCESSORIES TO COMPLETE THE ASSEMBLY | NAFFCO |  | NOS | 4 | 6935.9419 | 1985 | 0 | 7940 | 0 | FALSE |  |  | 0 | NULL
4.7.1.21 |  | DISCHARGE NOZZLE | NAFFCO | NAFFCO | NOS | 20 | 180 | 52 | 0 | 1040 | 0 | FALSE |  |  | 0 | NULL
4.7.1.22 | 10341512137 | PRESSURE RELIEF DEVICE FOR MANIFOLD, P/N.# 029730037 FOR NAFFCOINERT UL CLEAN AGENT FIRE SUPPRESSION SYSTEM | NAFFCO | P/N #29730037 | NOS | 2 | 1900 | 544 | 0 | 1088 | 0 | FALSE |  |  | 0 | NULL
4.7.1.23 | 10341512022 | PRESSURE & FLOW DETECTOR SWITCH, P/N.# 028250050 FOR NAFFCOINERT UL CLEAN AGENT FIRE SUPPRESSION SYSTEM | NAFFCO | P/N # 28250050 | NOS | 2 | 690 | 198 | 0 | 396 | 0 | FALSE |  |  | 0 | NULL
4.7.1.24 |  | CHECK VALVE IN CYLINDER MANIFOLD/MAIN RESERVE HEADER PIPE - 2" | NAFFCO | 504.110008BI | NOS | 2 | 727.3048 | 209 | 0 | 418 | 0 | FALSE |  |  | 0 | NULL
4.7.1.25 |  | WARNING SIGN | NAFFCO |  | SET | 3 | 300 | 86 | 0 | 258 | 0 | FALSE |  |  | 0 | NULL
4.7.2 |  | ELECTRICAL COMPONENTS |  |  |  | 0 | 0 | 0 | 0 | 0 | 0 | FALSE |  |  | 0 | NULL
4.7.2.1 |  | 2 LOOP ADDRESSABLE FIRE EXTINGUISHING PANEL, COMPLETE WITH: 2 SET X 18 AH 12 V DC NI-CD BATTERY | Cheetah Xi - FIKE / YUASA / DAHUA** | 10-068-R-1-L | SETS | 1 | 8500 | 2432 | 0 | 2432 | 0 | FALSE |  |  | 0 | NULL
4.7.2.2 |  | PHOTOELECTRIC SMOKE DETECTOR w/base | FIKE | 63-1058 & 63-1061 | NOS | 18 | 450 | 129 | 0 | 2322 | 0 | FALSE |  |  | 0 | NULL
4.7.2.3 |  | HORN | e2S | A100DC024MA1A1R | NOS | 3 | 1050 | 301 | 0 | 903 | 0 | FALSE |  |  | 0 | NULL
4.7.2.4 |  | STROBE HORN | SHIELD | SH-HSIR | NOS | 3 | 150 | 43 | 0 | 129 | 0 | FALSE |  |  | 0 | NULL
4.7.2.5 |  | STROBE LIGHT WITH BACKBOX | SHIELD | S-C8057 | NOS | 3 | 88 | 26 | 0 | 78 | 0 | FALSE |  |  | 0 | NULL
4.7.2.6 |  | MAIN RESERVE SELECTOR SWITCH WITH BACKBOX 1 NO. X MAIN/RESERVE SELECTOR SWITCH 1 NO. X SUITABLE BASE PLATE TO MOUNT DPDT RELAYS AND TERMINALS 2 NO. X DPDT RELAY CONTACTS/SUITABLE RELAYS PLUG IN SOCKTES 26 NOS. X TERMINALS IN DIN RAIL 13 NOS. X M20 BRASS/PVC CABLE GLANDS SUITED FOR 2 CORE X 1.5 UNARMOURED CABLE 13 NOS. X PVC SHROUDS WITH EARTH TAG 13 NOS. X CABLE ENTRY FOR 2 CORE X 1.5 UNARMOURED CABLE 1 NO. X CUSTOM FABRICATED BOX OF SUITABLE SIZE ACCOMODATING THE ABOVE ITEMS | FIKE | 10-2967 | SETS | 1 | 345 | 99 | 0 | 99 | 0 | FALSE |  |  | 0 | NULL
4.7.2.7 |  | ABORT SWITCHES WITH BACKBOX | FIKE | 10-1639 | NOS | 3 | 360 | 103 | 0 | 309 | 0 | FALSE |  |  | 0 | NULL
4.7.2.8 |  | MANUAL RELEASE SWITCH WITH BACKBOX | FIKE | 10‐2963 | NOS | 3 | 435 | 125 | 0 | 375 | 0 | FALSE |  |  | 0 | NULL
4.7.2.9 |  | STI WEATHERPROOF COVER FOR SWITCHES (IP54) | STI STOPPER | STI 3150 | NOS | 3 | 352 | 101 | 0 | 303 | 0 | FALSE |  |  | 0 | NULL
4.7.2.10 |  | RELEASE CONTROL MODULE W/ ISOLATOR BASE | FIKE | 55 -053 | NOS | 4 | 1140 | 327 | 0 | 1308 | 0 | FALSE |  |  | 0 | NULL
4.7.2.11 |  | MINI MONITOR MODULE W/ ISOLATOR BASE | FIKE | 55 -050 | NOS | 4 | 340 | 98 | 0 | 392 | 0 | FALSE |  |  | 0 | NULL
4.7.2.12 |  | MONITOR MODULE W/ ISOLATOR | FIKE | 55 -046 | NOS | 25 | 380 | 109 | 0 | 2725 | 0 | FALSE |  |  | 0 | NULL
4.7.2.13 |  | CONTROL MODULE W/ ISOLATOR | FIKE | 55 -047 | NOS | 12 | 435 | 125 | 0 | 1500 | 0 | FALSE |  |  | 0 | NULL
4.7.2.14 |  | RELAY MODULE WITH ISOLATOR | FIKE | 55-048 | NOS | 2 | 388.8144 | 112 | 0 | 224 | 0 | FALSE |  |  | 0 | NULL
4.7.2.15 |  | POWER SUPPLY UNIT, 24V DC ,10 Amps, W / battery | FIKE | 10-2829-1-0-01-0-1-01 | NOS | 1 | 1676 | 480 | 0 | 480 | 0 | FALSE |  |  | 0 | NULL
4.7.2.16 |  | WEATHER PROOF STATUS INDICATOR WITH KEY SWITCH | FIKE | 02-13946 | NOS | 3 | 4531.345 | 1297 | 0 | 3891 | 0 | FALSE |  |  | 0 | NULL
4.7.2.17 |  | ILLUMINATED WARNING SIGN "DONT ENTER GAS DISCHARGED" - WEATHER PROOF | SHIELD/AMPAC | SK27202/ Enclsoure: 4210-0120 & Fascia Plate: 4210-013 | NOS | 3 | 2750 | 787 | 0 | 2361 | 0 | FALSE |  |  | 0 | NULL
4.7.3 |  | MECHANICAL COMPONENTS (RESERVE) |  |  |  | 0 | 0 | 0 | 0 | 0 | 0 | FALSE |  |  | 0 | NULL
4.7.3.1 |  | 140 LITER, 300 BAR INERT GAS CYLINDER - MODEL: NF IG541-300-140 - NAFFCO COMPLETE WITH: '- 140 LITER 356 MM DIA. CYLINDER FILLED WITH IG-541 AGENT - DISCHARGE HEAD VALVE WITH PRESSURE GAUGE, PRESSURE SWITH FOR 300 BAR - SAFETY/PROTECTION CAP, - CYLINDER ID LABEL FOR 300 BAR, IG-541 GAS, 140 LTR. - CONSTANT PRESSURE REGULATOR FOR 300 BAR, MODEL B08400003-NF, - GASKET, MODEL 024100104-NF | NAFFCO | NF IG541-300-140 | SETS | 24 | 5820 | 1666 | 0 | 39984 | 0 | FALSE |  |  | 0 | NULL
4.7.3.2 | 10341512133 | ELECTRO MAGNETIC DEVICE WITH DIODE, INLET THREADED TO M42 X 1.5, 24V DC, 0.5 A, IP 65 RATED, P/N.# B04425146 FOR UL LISTED FIRE SUPPRESSION SYSTEM (REFER ITEM.# 10341512136) | NAFFCO | B04425148 | NOS | 2 | 790 | 227 | 0 | 454 | 0 | FALSE |  |  | 0 | NULL
4.7.3.3 | 10341512520 | MONITORING SWITCH FOR ELECTROMAGNETIC DEVICE FOR UL LISTED NAFFCOINERT SYSTEM, PART NO: 029905200-NF - NAFFCO | NAFFCO | 029905200-NF | NOS | 2 | 350 | 101 | 0 | 202 | 0 | FALSE |  |  | 0 | NULL
4.7.3.4 | 10341512120 | MANUAL / PNEUMATIC RELEASE DEVICE, WP 300 BAR, INLET THREADED TO M42 X 1.5, PNEUMATIC LINE CONNECTION G 1/8", P/N.# B04420065-NF FOR UL LISTED FIRE SUPPRESSION SYSTEM | NAFFCO | B04420065 | NOS | 2 | 120 | 35 | 0 | 70 | 0 | FALSE |  |  | 0 | NULL
4.7.3.5 | 10341512122 | PNEUMATIC RELEASE DEVICE, WP 300 BAR, INLET THREADED TO M42 X 1.5, PNEUMATIC LINE CONNECTION G 1/8", P/N.# B04420066NF FOR UL LISTED FIRE SUPPRESSION SYSTEM | NAFFCO | B04420066 | NOS | 22 | 80 | 23 | 0 | 506 | 0 | FALSE |  |  | 0 | NULL
4.7.3.6 | 10343512025 | DISCHARGE HOSE, DN16, WP 350 BAR, B/P 1400 BAR, 400MM LENGTH, INLET FEMALE THREAD TO W 21.8 X 1/14" TO DIN 477 & OUTLET FEMALE THREAD TO G 3/4", P/N.# B06920225-NF FOR NAFFCOINERT UL CLEAN AGENT FIRE SUPPRESSION SYSTEM | NAFFCO | B06920225-NF | NOS | 24 | 180 | 52 | 0 | 1248 | 0 | FALSE |  |  | 0 | NULL
4.7.3.7 | 10343012208 | MANIFOLD CHECK VALVE, BRASS, MAX W/P 100 BAR, TP 150 BAR, HOSE CONNECTION THREAD G3/4", MANIFOLD CONNECTION THREAD R1" DN12, P/N.# B04600008-NF FOR UL LISTED FIRE SUPPRESSION SYSTEM | NAFFCO | B04600008 | NOS | 24 | 130 | 38 | 0 | 912 | 0 | FALSE |  |  | 0 | NULL
4.7.3.8 | 10343512032 | PILOT HOSE, SYNTHETIC RUBBER OIL RESISTANT W/STRAIGHT FITTINGS M12 X 1.5 FEMALE THREAD IN BOTH ENDS, 700MM LONG, W/P 400 BAR, B/P 1600 BAR, TEMP RANGE: -40 C. TO 100 C, P/N.# B06920212 FOR UL LISTED FIRE SUPPRESSION SYSTEM | NAFFCO | B06920212-NF | NOS | 7 | 70 | 21 | 0 | 147 | 0 | FALSE |  |  | 0 | NULL
4.7.3.9 | 10343512033 | PILOT HOSE, SYNTHETIC RUBBER OIL RESISTANT W/STRAIGHT FITTINGS M12 X 1.5 FEMALE THREAD IN BOTH ENDS, 500MM LONG, W/P 400 BAR, B/P 1600 BAR, TEMP RANGE: -40 C. TO 100 C, P/N.# B06920213 FOR UL LISTED FIRE SUPPRESSION SYSTEM | NAFFCO | B06920213-NF | NOS | 16 | 70 | 21 | 0 | 336 | 0 | FALSE |  |  | 0 | NULL
4.7.3.10 | 10349012606 | CONNECTING ADAPTOR, M12 X 1.5 MALE THREADED & G 1/8" MALE THREADED, P/N.# 029510006 FOR UL LISTED FIRE SUPPRESSION SYSTEM | NAFFCO | 029510006 | NOS | 46 | 20 | 6 | 0 | 276 | 0 | FALSE |  |  | 0 | NULL
4.7.3.11 | 10346012640 | BLEED VALVE, P/N.# 029730040-NF FOR UL LISTED FIRE SUPPRESSION SYSTEM | NAFFCO | 029730040 | NOS | 1 | 170 | 49 | 0 | 49 | 0 | FALSE |  |  | 0 | NULL
4.7.3.12 | 10344012322 | MANIFOLD FOR 2 CYLINDER NAFFCOINERT UL CLEAN AGENT FIRE SUPPRESSION SYSTEM, 360 DIA CYLINDER, P/N.# NFIG-360-SRM2 - NAFFCO | NAFFCO | NFIG-360-SRM2 | NOS | 2 | 630 | 181 | 0 | 362 | 0 | FALSE |  |  | 0 | NULL
4.7.3.13 | 10344012325 | MANIFOLD FOR 5 CYLINDER NAFFCOINERT UL CLEAN AGENT FIRE SUPPRESSION SYSTEM, 360 DIA CYLINDER, P/N.# NFIG-360-SRM5 - NAFFCO | NAFFCO | NFIG-360-SRM5 | NOS | 4 | 1060 | 304 | 0 | 1216 | 0 | FALSE |  |  | 0 | NULL
4.7.3.14 |  | MANIFOLD END CAP WITH PORT | NAFFCO |  | NOS | 6 | 150 | 43 | 0 | 258 | 0 | FALSE |  |  | 0 | NULL
4.7.3.15 |  | MANIFOLD END CAP WITHOUT PORT | NAFFCO |  | NOS | 2 | 100 | 29 | 0 | 58 | 0 | FALSE |  |  | 0 | NULL
4.7.3.16 | 10344212380 | RACK ASSEMBLY FOR 10 CYLINDERS, DOUBLE ROW, FLOOR MOUNTING TYPE, CYLINDER DIA: 360MM, CAPACITY: 67L, 80L & 140L, PRESSURE RATING: 200 / 300BAR, MODEL: NFIG-RA02-050F FOR NAFFCOINERT UL CLEAN AGENT FIRE SUPPRESSION SYSTEM - NAFFCO | NAFFCO | NFIG-RA02-050F | NOS | 2 | 680 | 195 | 0 | 390 | 0 | FALSE |  |  | 0 | NULL
4.7.3.17 | 10344212374 | RACK ASSEMBLY FOR 4 CYLINDERS, DOUBLE ROW, FLOOR MOUNTING TYPE, CYLINDER DIA: 360MM, CAPACITY: 67L, 80L & 140L, PRESSURE RATING: 200 / 300BAR, MODEL: NFIG-RA02-020F FOR NAFFCOINERT UL CLEAN AGENT FIRE SUPPRESSION SYSTEM - NAFFCO | NAFFCO | NFIG-RA02-020F | NOS | 1 | 540 | 155 | 0 | 155 | 0
4.7.3.18 |  | PRESSURE RELIEF VENT (OPTIONAL) |  |  |  | 0 | 0 | 0 | 0 | 0 | 0 | FALSE |  |  | 0 | NULL
4.7.3.19 | 15466240212 | PRESSURE RELIEF DAMPER, SIZE: 1120 X 1120 X 120MM, MODEL: SHXUN1000 - AFP | AFP | SHXUN1000 | NOS | 1 | 5071.8648 | 1452 | 0 | 1452 | 0 | FALSE |  |  | 0 | NULL
4.7.3.20 | 15466240162 | PRESSURE RELIEF DAMPER, SIZE: 620 X 620 X 120MM, MODEL: SHXUN500 - AFP | AFP | SHXUN500 | NOS | 1 | 3329.1499 | 953 | 0 | 953 | 0 | FALSE |  |  | 0 | NULL
4.8 |  | FIRE WATER PUMP HOUSE |  |  |  | 0 | 0 | 0 | 0 | 0 | 0 | FALSE |  |  | 0 | NULL
4.8.1 |  | MECHANICAL COMPONENTS (MAIN) |  |  |  | 0 | 0 | 0 | 0 | 0 | 0 | FALSE |  |  | 0 | NULL
4.8.1 |  | 140 LITER, 300 BAR INERT GAS CYLINDER - MODEL: NF IG541-300-140 - NAFFCO COMPLETE WITH: '- 140 LITER 356 MM DIA. CYLINDER FILLED WITH IG-541 AGENT - DISCHARGE HEAD VALVE WITH PRESSURE GAUGE, PRESSURE SWITH FOR 300 BAR - SAFETY/PROTECTION CAP, - CYLINDER ID LABEL FOR 300 BAR, IG-541 GAS, 140 LTR. - CONSTANT PRESSURE REGULATOR FOR 300 BAR, MODEL B08400003-NF, - GASKET, MODEL 024100104-NF | NAFFCO | NF IG541-300-140 | SETS | 6 | 5820 | 1666 | 0 | 9996 | 0 | FALSE |  |  | 0 | NULL
4.8.2 | 10341512133 | ELECTRO MAGNETIC DEVICE WITH DIODE, INLET THREADED TO M42 X 1.5, 24V DC, 0.5 A, IP 65 RATED, P/N.# B04425146 FOR UL LISTED FIRE SUPPRESSION SYSTEM (REFER ITEM.# 10341512136) | NAFFCO | B04425148 | NOS | 2 | 790 | 227 | 0 | 454 | 0 | FALSE |  |  | 0 | NULL
4.8.3 | 10349012810 | RESET TOOL FOR ELECTRO MAGNETIC DEVICE FOR INERT GAS SYSTEM, P/N.# 029210064 (OLD P/N.# 023000064) - NAFFCO | NAFFCO | 029210064 (023000064) | NOS | 2 | 110 | 32 | 0 | 64 | 0 | FALSE |  |  | 0 | NULL
4.8.4 | 10341512120 | MANUAL / PNEUMATIC RELEASE DEVICE, WP 300 BAR, INLET THREADED TO M42 X 1.5, PNEUMATIC LINE CONNECTION G 1/8", P/N.# B04420065-NF FOR UL LISTED FIRE SUPPRESSION SYSTEM | NAFFCO | B04420065 | NOS | 2 | 120 | 35 | 0 | 70 | 0 | FALSE |  |  | 0 | NULL
4.8.5 | 10341512122 | PNEUMATIC RELEASE DEVICE, WP 300 BAR, INLET THREADED TO M42 X 1.5, PNEUMATIC LINE CONNECTION G 1/8", P/N.# B04420066NF FOR UL LISTED FIRE SUPPRESSION SYSTEM | NAFFCO | B04420066 | NOS | 4 | 80 | 23 | 0 | 92 | 0 | FALSE |  |  | 0 | NULL
4.8.6 | 10343512025 | DISCHARGE HOSE, DN16, WP 350 BAR, B/P 1400 BAR, 400MM LENGTH, INLET FEMALE THREAD TO W 21.8 X 1/14" TO DIN 477 & OUTLET FEMALE THREAD TO G 3/4", P/N.# B06920225-NF FOR NAFFCOINERT UL CLEAN AGENT FIRE SUPPRESSION SYSTEM | NAFFCO | B06920225-NF | NOS | 6 | 180 | 52 | 0 | 312 | 0 | FALSE |  |  | 0 | NULL
4.8.7 | 10343012208 | MANIFOLD CHECK VALVE, BRASS, MAX W/P 100 BAR, TP 150 BAR, HOSE CONNECTION THREAD G3/4", MANIFOLD CONNECTION THREAD R1" DN12, P/N.# B04600008-NF FOR UL LISTED FIRE SUPPRESSION SYSTEM | NAFFCO | B04600008 | NOS | 6 | 130 | 38 | 0 | 228 | 0 | FALSE |  |  | 0 | NULL
4.8.8 | 10343512032 | PILOT HOSE, SYNTHETIC RUBBER OIL RESISTANT W/STRAIGHT FITTINGS M12 X 1.5 FEMALE THREAD IN BOTH ENDS, 700MM LONG, W/P 400 BAR, B/P 1600 BAR, TEMP RANGE: -40 C. TO 100 C, P/N.# B06920212 FOR UL LISTED FIRE SUPPRESSION SYSTEM | NAFFCO | B06920212-NF | NOS | 2 | 70 | 21 | 0 | 42 | 0 | FALSE |  |  | 0 | NULL
4.8.9 | 10343512033 | PILOT HOSE, SYNTHETIC RUBBER OIL RESISTANT W/STRAIGHT FITTINGS M12 X 1.5 FEMALE THREAD IN BOTH ENDS, 500MM LONG, W/P 400 BAR, B/P 1600 BAR, TEMP RANGE: -40 C. TO 100 C, P/N.# B06920213 FOR UL LISTED FIRE SUPPRESSION SYSTEM | NAFFCO | B06920213-NF | NOS | 3 | 70 | 21 | 0 | 63 | 0 | FALSE |  |  | 0 | NULL
4.8.10 | 10349012606 | CONNECTING ADAPTOR, M12 X 1.5 MALE THREADED & G 1/8" MALE THREADED, P/N.# 029510006 FOR UL LISTED FIRE SUPPRESSION SYSTEM | NAFFCO | 029510006 | NOS | 10 | 20 | 6 | 0 | 60 | 0 | FALSE |  |  | 0 | NULL
4.8.11 | 10344012323 | MANIFOLD FOR 3 CYLINDER NAFFCOINERT UL CLEAN AGENT FIRE SUPPRESSION SYSTEM, 360 DIA CYLINDER, P/N.# NFIG-360-SRM3 - NAFFCO | NAFFCO | NFIG-360-SRM3 | NOS | 2 | 880 | 252 | 0 | 504 | 0 | FALSE |  |  | 0 | NULL
4.8.12 | 10344212376 | RACK ASSEMBLY FOR 6 CYLINDERS, DOUBLE ROW, FLOOR MOUNTING TYPE, CYLINDER DIA: 360MM, CAPACITY: 67L, 80L & 140L, PRESSURE RATING: 200 / 300BAR, MODEL: NFIG-RA02-030F FOR NAFFCOINERT UL CLEAN AGENT FIRE SUPPRESSION SYSTEM - NAFFCO | NAFFCO | NFIG-RA02-030F | NOS | 1 | 580 | 166 | 0 | 166 | 0 | FALSE |  |  | 0 | NULL
4.8.13 | 10342513010 | SELECTOR VALVE 1" (25MM), MODEL: B05511050-NF - NAFFCO | NAFFCO | B05511050-NF | NOS | 1 | 3540.2175 | 1013 | 0 | 1013 | 0 | FALSE |  |  | 0 | NULL
4.8.14 | 10342513015 | SELECTOR VALVE 1-1/2" (40MM), MODEL: B05511150-NF - NAFFCO | NAFFCO | B05511150-NF | NOS | 1 | 4749.5598 | 1359 | 0 | 1359 | 0 | FALSE |  |  | 0 | NULL
4.8.15 |  | PILOT CYLINDER ASSEMBLY (FOR MIULTI-ZONE) MAIN+STANDBY COMPLETE WITH ALL ACCESSORIES REQUIRED FOR THIS ASSEMBLY: - HIGH PRESSURE PRMIARY REGULATOR (SET PRESSURE - 6 TO 10 BAR) UL LISTED - 1/4" HIGH PRESSURE PILOT HOSE - CONSTANT FLOW PRESSURE DISHARGE REGULATOR - B8400003-NF - DISCHARGE VALVE, PART NUMBER: B04801218-NF - ELECTROMAGNETIC RELEASE DEVICE, PART NUMBER: B044425146-NF - MANUAL/PNEUMATIC RELEASE DEVICE, PART NUMBER: B04420065-NF - PRESSURE GAUGE, PART NUMBER: 029720221-NF - PILOT CYLINDER, W28.8x14TPI THREADS TO 25E EN ISO 113631-1 - POP OFF VALVE, SET PRESSURE 175 PSI 1/2" CARBON STEEL 300 BAR RATED CHECK VALVE HIGH PRESSURE FITTINGS, HOSE & OTHER ACCESSORIES TO COMPLETE THE ASSEMBLY | NAFFCO |  | NOS | 4 | 6935.9419 | 1985 | 0 | 7940 | 0 | FALSE |  |  | 0 | NULL
4.8.16 |  | DISCHARGE NOZZLE | NAFFCO | NAFFCO | NOS | 6 | 180 | 52 | 0 | 312 | 0 | FALSE |  |  | 0 | NULL
4.8.17 | 10341512137 | PRESSURE RELIEF DEVICE FOR MANIFOLD, P/N.# 029730037 FOR NAFFCOINERT UL CLEAN AGENT FIRE SUPPRESSION SYSTEM | NAFFCO | P/N #29730037 | NOS | 1 | 1900 | 544 | 0 | 544 | 0 | FALSE |  |  | 0 | NULL
4.8.18 | 10341512022 | PRESSURE & FLOW DETECTOR SWITCH, P/N.# 028250050 FOR NAFFCOINERT UL CLEAN AGENT FIRE SUPPRESSION SYSTEM | NAFFCO | P/N # 28250050 | NOS | 2 | 690 | 198 | 0 | 396 | 0 | FALSE |  |  | 0 | NULL
4.8.19 |  | CHECK VALVE IN CYLINDER MANIFOLD/MAIN RESERVE HEADER PIPE - 2" | NAFFCO | 504.110008BI | NOS | 2 | 727.3048 | 209 | 0 | 418 | 0 | FALSE |  |  | 0 | NULL
4.8.20 |  | WARNING SIGN | NAFFCO |  | SET | 1 | 300 | 86 | 0 | 86 | 0 | FALSE |  |  | 0 | NULL
4.8.2 |  | ELECTRICAL COMPONENTS |  |  |  | 0 | 0 | 0 | 0 | 0 | 0 | FALSE |  |  | 0 | NULL
4.8.2.1 |  | 2 LOOP ADDRESSABLE FIRE EXTINGUISHING PANEL, COMPLETE WITH: 2 SET X 18 AH 12 V DC NI-CD BATTERY | Cheetah Xi - FIKE / YUASA / DAHUA** | 10-068-R-1-L | SETS | 1 | 8500 | 2432 | 0 | 2432 | 0 | FALSE |  |  | 0 | NULL
4.8.2.2 |  | PHOTOELECTRIC SMOKE DETECTOR w/base | FIKE | 63-1058 & 63-1061 | NOS | 6 | 450 | 129 | 0 | 774 | 0 | FALSE |  |  | 0 | NULL
4.8.2.3 |  | HORN | e2S | A100DC024MA1A1R | NOS | 2 | 1050 | 301 | 0 | 602 | 0 | FALSE |  |  | 0 | NULL
4.8.2.4 |  | STROBE HORN | SHIELD | SH-HSIR | NOS | 2 | 150 | 43 | 0 | 86 | 0 | FALSE |  |  | 0 | NULL
4.8.2.5 |  | STROBE LIGHT WITH BACKBOX | SHIELD | S-C8057 | NOS | 2 | 88 | 26 | 0 | 52 | 0 | FALSE |  |  | 0 | NULL
4.8.2.6 |  | MAIN RESERVE SELECTOR SWITCH WITH BACKBOX 1 NO. X MAIN/RESERVE SELECTOR SWITCH 1 NO. X SUITABLE BASE PLATE TO MOUNT DPDT RELAYS AND TERMINALS 2 NO. X DPDT RELAY CONTACTS/SUITABLE RELAYS PLUG IN SOCKTES 26 NOS. X TERMINALS IN DIN RAIL 13 NOS. X M20 BRASS/PVC CABLE GLANDS SUITED FOR 2 CORE X 1.5 UNARMOURED CABLE 13 NOS. X PVC SHROUDS WITH EARTH TAG 13 NOS. X CABLE ENTRY FOR 2 CORE X 1.5 UNARMOURED CABLE 1 NO. X CUSTOM FABRICATED BOX OF SUITABLE SIZE ACCOMODATING THE ABOVE ITEMS | FIKE | 10-2967 | SETS | 1 | 345 | 99 | 0 | 99 | 0 | FALSE |  |  | 0 | NULL
4.8.2.7 |  | ABORT SWITCHES WITH BACKBOX | FIKE | 10-1639 | NOS | 2 | 360 | 103 | 0 | 206 | 0 | FALSE |  |  | 0 | NULL
4.8.2.8 |  | MANUAL RELEASE SWITCH WITH BACKBOX | FIKE | 10‐2963 | NOS | 2 | 435 | 125 | 0 | 250 | 0 | FALSE |  |  | 0 | NULL
4.8.2.9 |  | STI WEATHERPROOF COVER FOR SWITCHES (IP54) | STI STOPPER | STI 3150 | NOS | 2 | 352 | 101 | 0 | 202 | 0 | FALSE |  |  | 0 | NULL
4.8.2.10 |  | RELEASE CONTROL MODULE W/ ISOLATOR BASE | FIKE | 55 -053 | NOS | 4 | 1140 | 327 | 0 | 1308 | 0 | FALSE |  |  | 0 | NULL
4.8.2.11 |  | MINI MONITOR MODULE W/ ISOLATOR BASE | FIKE | 55 -050 | NOS | 3 | 340 | 98 | 0 | 294 | 0 | FALSE |  |  | 0 | NULL
4.8.2.12 |  | MONITOR MODULE W/ ISOLATOR | FIKE | 55 -046 | NOS | 18 | 380 | 109 | 0 | 1962 | 0 | FALSE |  |  | 0 | NULL
4.8.2.13 |  | CONTROL MODULE W/ ISOLATOR | FIKE | 55 -047 | NOS | 8 | 435 | 125 | 0 | 1000 | 0 | FALSE |  |  | 0 | NULL
4.8.2.14 |  | RELAY MODULE WITH ISOLATOR | FIKE | 55-048 | NOS | 1 | 388.8144 | 112 | 0 | 112 | 0 | FALSE |  |  | 0 | NULL
4.8.2.15 |  | POWER SUPPLY UNIT, 24V DC ,10 Amps, W / battery | FIKE | 10-2829-1-0-01-0-1-01 | NOS | 1 | 1676 | 480 | 0 | 480 | 0 | FALSE |  |  | 0 | NULL
4.8.2.16 |  | WEATHER PROOF STATUS INDICATOR WITH KEY SWITCH | FIKE | 02-13946 | NOS | 2 | 4531.345 | 1297 | 0 | 2594 | 0 | FALSE |  |  | 0 | NULL
4.8.2.17 |  | ILLUMINATED WARNING SIGN "DONT ENTER GAS DISCHARGED" - WEATHER PROOF | SHIELD/AMPAC | SK27202/ Enclsoure: 4210-0120 & Fascia Plate: 4210-013 | NOS | 2 | 2750 | 787 | 0 | 1574 | 0 | FALSE |  |  | 0 | NULL
4.8.3 |  | MECHANICAL COMPONENTS (RESERVE) |  |  |  | 0 | 0 | 0 | 0 | 0 | 0 | FALSE |  |  | 0 | NULL
4.8.3.1 |  | 140 LITER, 300 BAR INERT GAS CYLINDER - MODEL: NF IG541-300-140 - NAFFCO COMPLETE WITH: '- 140 LITER 356 MM DIA. CYLINDER FILLED WITH IG-541 AGENT - DISCHARGE HEAD VALVE WITH PRESSURE GAUGE, PRESSURE SWITH FOR 300 BAR - SAFETY/PROTECTION CAP, - CYLINDER ID LABEL FOR 300 BAR, IG-541 GAS, 140 LTR. - CONSTANT PRESSURE REGULATOR FOR 300 BAR, MODEL B08400003-NF, - GASKET, MODEL 024100104-NF | NAFFCO | NF IG541-300-140 | SETS | 6 | 5820 | 1666 | 0 | 9996 | 0 | FALSE |  |  | 0 | NULL
4.8.3.2 | 10341512133 | ELECTRO MAGNETIC DEVICE WITH DIODE, INLET THREADED TO M42 X 1.5, 24V DC, 0.5 A, IP 65 RATED, P/N.# B04425146 FOR UL LISTED FIRE SUPPRESSION SYSTEM (REFER ITEM.# 10341512136) | NAFFCO | B04425148 | NOS | 2 | 790 | 227 | 0 | 454 | 0 | FALSE |  |  | 0 | NULL
4.8.3.3 | 10341512520 | MONITORING SWITCH FOR ELECTROMAGNETIC DEVICE FOR UL LISTED NAFFCOINERT SYSTEM, PART NO: 029905200-NF - NAFFCO | NAFFCO | 029905200-NF | NOS | 2 | 350 | 101 | 0 | 202 | 0 | FALSE |  |  | 0 | NULL
4.8.3.4 | 10341512120 | MANUAL / PNEUMATIC RELEASE DEVICE, WP 300 BAR, INLET THREADED TO M42 X 1.5, PNEUMATIC LINE CONNECTION G 1/8", P/N.# B04420065-NF FOR UL LISTED FIRE SUPPRESSION SYSTEM | NAFFCO | B04420065 | NOS | 2 | 120 | 35 | 0 | 70 | 0 | FALSE |  |  | 0 | NULL
4.8.3.5 | 10341512122 | PNEUMATIC RELEASE DEVICE, WP 300 BAR, INLET THREADED TO M42 X 1.5, PNEUMATIC LINE CONNECTION G 1/8", P/N.# B04420066NF FOR UL LISTED FIRE SUPPRESSION SYSTEM | NAFFCO | B04420066 | NOS | 4 | 80 | 23 | 0 | 92 | 0 | FALSE |  |  | 0 | NULL
4.8.3.6 | 10343512025 | DISCHARGE HOSE, DN16, WP 350 BAR, B/P 1400 BAR, 400MM LENGTH, INLET FEMALE THREAD TO W 21.8 X 1/14" TO DIN 477 & OUTLET FEMALE THREAD TO G 3/4", P/N.# B06920225-NF FOR NAFFCOINERT UL CLEAN AGENT FIRE SUPPRESSION SYSTEM | NAFFCO | B06920225-NF | NOS | 6 | 180 | 52 | 0 | 312 | 0 | FALSE |  |  | 0 | NULL
4.8.3.7 | 10343012208 | MANIFOLD CHECK VALVE, BRASS, MAX W/P 100 BAR, TP 150 BAR, HOSE CONNECTION THREAD G3/4", MANIFOLD CONNECTION THREAD R1" DN12, P/N.# B04600008-NF FOR UL LISTED FIRE SUPPRESSION SYSTEM | NAFFCO | B04600008 | NOS | 6 | 130 | 38 | 0 | 228 | 0 | FALSE |  |  | 0 | NULL
4.8.3.8 | 10343512032 | PILOT HOSE, SYNTHETIC RUBBER OIL RESISTANT W/STRAIGHT FITTINGS M12 X 1.5 FEMALE THREAD IN BOTH ENDS, 700MM LONG, W/P 400 BAR, B/P 1600 BAR, TEMP RANGE: -40 C. TO 100 C, P/N.# B06920212 FOR UL LISTED FIRE SUPPRESSION SYSTEM | NAFFCO | B06920212-NF | NOS | 2 | 70 | 21 | 0 | 42 | 0 | FALSE |  |  | 0 | NULL
4.8.3.9 | 10343512033 | PILOT HOSE, SYNTHETIC RUBBER OIL RESISTANT W/STRAIGHT FITTINGS M12 X 1.5 FEMALE THREAD IN BOTH ENDS, 500MM LONG, W/P 400 BAR, B/P 1600 BAR, TEMP RANGE: -40 C. TO 100 C, P/N.# B06920213 FOR UL LISTED FIRE SUPPRESSION SYSTEM | NAFFCO | B06920213-NF | NOS | 3 | 70 | 21 | 0 | 63 | 0 | FALSE |  |  | 0 | NULL
4.8.3.10 | 10349012606 | CONNECTING ADAPTOR, M12 X 1.5 MALE THREADED & G 1/8" MALE THREADED, P/N.# 029510006 FOR UL LISTED FIRE SUPPRESSION SYSTEM | NAFFCO | 029510006 | NOS | 10 | 20 | 6 | 0 | 60 | 0 | FALSE |  |  | 0 | NULL
4.8.3.11 | 10344012323 | MANIFOLD FOR 3 CYLINDER NAFFCOINERT UL CLEAN AGENT FIRE SUPPRESSION SYSTEM, 360 DIA CYLINDER, P/N.# NFIG-360-SRM3 - NAFFCO | NAFFCO | NFIG-360-SRM3 | NOS | 2 | 880 | 252 | 0 | 504 | 0 | FALSE |  |  | 0 | NULL
4.8.3.12 | 10344212376 | RACK ASSEMBLY FOR 6 CYLINDERS, DOUBLE ROW, FLOOR MOUNTING TYPE, CYLINDER DIA: 360MM, CAPACITY: 67L, 80L & 140L, PRESSURE RATING: 200 / 300BAR, MODEL: NFIG-RA02-030F FOR NAFFCOINERT UL CLEAN AGENT FIRE SUPPRESSION SYSTEM - NAFFCO | NAFFCO | NFIG-RA02-030F | NOS | 1 | 580 | 166 | 0 | 166 | 0 | FALSE |  |  | 0 | NULL
4.8.3.13 |  | PRESSURE RELIEF VENT (OPTIONAL) |  |  |  | 0 | 0 | 0 | 0 | 0 | 0 | FALSE |  |  | 0 | NULL
4.8.3.14 | 15466240142 | PRESSURE RELIEF DAMPER, SIZE: 420 X 420 X 120MM, MODEL: SHXUN300 - AFP | AFP | SHXUN300 | NOS | 1 | 1802.5525 | 516 | 0 | 516 | 0 | FALSE |  |  | 0 | NULL
4.9 |  | FUEL GAS COMPRESSOR BUILDING |  |  |  | 0 | 0 | 0 | 0 | 0 | 0 | FALSE |  |  | 0 | NULL
4.9.1 |  | MECHANICAL COMPONENTS (MAIN) |  |  |  | 0 | 0 | 0 | 0 | 0 | 0 | FALSE |  |  | 0 | NULL
4.9.1.1 |  | 140 LITER, 300 BAR INERT GAS CYLINDER - MODEL: NF IG541-300-140 - NAFFCO COMPLETE WITH: '- 140 LITER 356 MM DIA. CYLINDER FILLED WITH IG-541 AGENT - DISCHARGE HEAD VALVE WITH PRESSURE GAUGE, PRESSURE SWITH FOR 300 BAR - SAFETY/PROTECTION CAP, - CYLINDER ID LABEL FOR 300 BAR, IG-541 GAS, 140 LTR. - CONSTANT PRESSURE REGULATOR FOR 300 BAR, MODEL B08400003-NF, - GASKET, MODEL 024100104-NF | NAFFCO | NF IG541-300-140 | SETS | 9 | 5820 | 1666 | 0 | 14994 | 0 | FALSE |  |  | 0 | NULL
4.9.1.2 | 10341512133 | ELECTRO MAGNETIC DEVICE WITH DIODE, INLET THREADED TO M42 X 1.5, 24V DC, 0.5 A, IP 65 RATED, P/N.# B04425146 FOR UL LISTED FIRE SUPPRESSION SYSTEM (REFER ITEM.# 10341512136) | NAFFCO | B04425148 | NOS | 3 | 790 | 227 | 0 | 681 | 0 | FALSE |  |  | 0 | NULL
4.9.1.3 | 10349012810 | RESET TOOL FOR ELECTRO MAGNETIC DEVICE FOR INERT GAS SYSTEM, P/N.# 029210064 (OLD P/N.# 023000064) - NAFFCO | NAFFCO | 029210064 (023000064) | NOS | 3 | 110 | 32 | 0 | 96 | 0 | FALSE |  |  | 0 | NULL
4.9.1.4 | 10341512120 | MANUAL / PNEUMATIC RELEASE DEVICE, WP 300 BAR, INLET THREADED TO M42 X 1.5, PNEUMATIC LINE CONNECTION G 1/8", P/N.# B04420065-NF FOR UL LISTED FIRE SUPPRESSION SYSTEM | NAFFCO | B04420065 | NOS | 3 | 120 | 35 | 0 | 105 | 0 | FALSE |  |  | 0 | NULL
4.9.1.5 | 10341512122 | PNEUMATIC RELEASE DEVICE, WP 300 BAR, INLET THREADED TO M42 X 1.5, PNEUMATIC LINE CONNECTION G 1/8", P/N.# B04420066NF FOR UL LISTED FIRE SUPPRESSION SYSTEM | NAFFCO | B04420066 | NOS | 6 | 80 | 23 | 0 | 138 | 0 | FALSE |  |  | 0 | NULL
4.9.1.6 | 10343512025 | DISCHARGE HOSE, DN16, WP 350 BAR, B/P 1400 BAR, 400MM LENGTH, INLET FEMALE THREAD TO W 21.8 X 1/14" TO DIN 477 & OUTLET FEMALE THREAD TO G 3/4", P/N.# B06920225-NF FOR NAFFCOINERT UL CLEAN AGENT FIRE SUPPRESSION SYSTEM | NAFFCO | B06920225-NF | NOS | 9 | 180 | 52 | 0 | 468 | 0 | FALSE |  |  | 0 | NULL
4.9.1.7 | 10343012208 | MANIFOLD CHECK VALVE, BRASS, MAX W/P 100 BAR, TP 150 BAR, HOSE CONNECTION THREAD G3/4", MANIFOLD CONNECTION THREAD R1" DN12, P/N.# B04600008-NF FOR UL LISTED FIRE SUPPRESSION SYSTEM | NAFFCO | B04600008 | NOS | 9 | 130 | 38 | 0 | 342 | 0 | FALSE |  |  | 0 | NULL
4.9.1.8 | 10343512032 | PILOT HOSE, SYNTHETIC RUBBER OIL RESISTANT W/STRAIGHT FITTINGS M12 X 1.5 FEMALE THREAD IN BOTH ENDS, 700MM LONG, W/P 400 BAR, B/P 1600 BAR, TEMP RANGE: -40 C. TO 100 C, P/N.# B06920212 FOR UL LISTED FIRE SUPPRESSION SYSTEM | NAFFCO | B06920212-NF | NOS | 3 | 70 | 21 | 0 | 63 | 0 | FALSE |  |  | 0 | NULL
4.9.1.9 | 10343512033 | PILOT HOSE, SYNTHETIC RUBBER OIL RESISTANT W/STRAIGHT FITTINGS M12 X 1.5 FEMALE THREAD IN BOTH ENDS, 500MM LONG, W/P 400 BAR, B/P 1600 BAR, TEMP RANGE: -40 C. TO 100 C, P/N.# B06920213 FOR UL LISTED FIRE SUPPRESSION SYSTEM | NAFFCO | B06920213-NF | NOS | 5 | 70 | 21 | 0 | 105 | 0 | FALSE |  |  | 0 | NULL
4.9.1.10 | 10349012606 | CONNECTING ADAPTOR, M12 X 1.5 MALE THREADED & G 1/8" MALE THREADED, P/N.# 029510006 FOR UL LISTED FIRE SUPPRESSION SYSTEM | NAFFCO | 029510006 | NOS | 16 | 20 | 6 | 0 | 96 | 0 | FALSE |  |  | 0 | NULL
4.9.1.11 | 10346012640 | BLEED VALVE, P/N.# 029730040-NF FOR UL LISTED FIRE SUPPRESSION SYSTEM | NAFFCO | 029730040 | NOS | 1 | 170 | 49 | 0 | 49 | 0 | FALSE |  |  | 0 | NULL
4.9.1.12 | 10344012324 | MANIFOLD FOR 4 CYLINDER NAFFCOINERT UL CLEAN AGENT FIRE SUPPRESSION SYSTEM, 360 DIA CYLINDER, P/N.# NFIG-360-SRM4 - NAFFCO | NAFFCO | NFIG-360-SRM4 | NOS | 1 | 880 | 252 | 0 | 252 | 0 | FALSE |  |  | 0 | NULL
4.9.1.13 | 10344012325 | MANIFOLD FOR 5 CYLINDER NAFFCOINERT UL CLEAN AGENT FIRE SUPPRESSION SYSTEM, 360 DIA CYLINDER, P/N.# NFIG-360-SRM5 - NAFFCO | NAFFCO | NFIG-360-SRM5 | NOS | 1 | 1060 | 304 | 0 | 304 | 0 | FALSE |  |  | 0 | NULL
4.9.1.14 |  | MANIFOLD END CAP WITH PORT | NAFFCO |  | NOS | 2 | 150 | 43 | 0 | 86 | 0 | FALSE |  |  | 0 | NULL
4.9.1.15 |  | MANIFOLD END CAP WITHOUT PORT | NAFFCO |  | NOS | 2 | 100 | 29 | 0 | 58 | 0 | FALSE |  |  | 0 | NULL
4.9.1.16 | 10344212379 | RACK ASSEMBLY FOR 9 CYLINDERS, DOUBLE ROW, FLOOR MOUNTING TYPE, CYLINDER DIA: 360MM, CAPACITY: 67L, 80L & 140L, PRESSURE RATING: 200 / 300BAR, MODEL: NFIG-RA02-051F FOR NAFFCOINERT UL CLEAN AGENT FIRE SUPPRESSION SYSTEM - NAFFCO | NAFFCO | NFIG-RA02-051F | NOS | 1 | 660 | 189 | 0 | 189 | 0 | FALSE |  |  | 0 | NULL
4.9.1.17 | 10342513010 | SELECTOR VALVE 1" (25MM), MODEL: B05511050-NF - NAFFCO | NAFFCO | B05511050-NF | NOS | 1 | 3540.2175 | 1013 | 0 | 1013 | 0 | FALSE |  |  | 0 | NULL
4.9.1.18 | 10342513015 | SELECTOR VALVE 1-1/2" (40MM), MODEL: B05511150-NF - NAFFCO | NAFFCO | B05511150-NF | NOS | 1 | 4749.5598 | 1359 | 0 | 1359 | 0 | FALSE |  |  | 0 | NULL
4.9.1.19 | 10342513020 | SELECTOR VALVE 2" (50MM), MODEL: B05511250-NF - NAFFCO | NAFFCO | B05511250-NF | NOS | 1 | 4796.9375 | 1373 | 0 | 1373 | 0 | FALSE |  |  | 0 | NULL
4.9.1.20 |  | PILOT CYLINDER ASSEMBLY (FOR MIULTI-ZONE) MAIN+STANDBY COMPLETE WITH ALL ACCESSORIES REQUIRED FOR THIS ASSEMBLY: - HIGH PRESSURE PRMIARY REGULATOR (SET PRESSURE - 6 TO 10 BAR) UL LISTED - 1/4" HIGH PRESSURE PILOT HOSE - CONSTANT FLOW PRESSURE DISHARGE REGULATOR - B8400003-NF - DISCHARGE VALVE, PART NUMBER: B04801218-NF - ELECTROMAGNETIC RELEASE DEVICE, PART NUMBER: B044425146-NF - MANUAL/PNEUMATIC RELEASE DEVICE, PART NUMBER: B04420065-NF - PRESSURE GAUGE, PART NUMBER: 029720221-NF - PILOT CYLINDER, W28.8x14TPI THREADS TO 25E EN ISO 113631-1 - POP OFF VALVE, SET PRESSURE 175 PSI 1/2" CARBON STEEL 300 BAR RATED CHECK VALVE HIGH PRESSURE FITTINGS, HOSE & OTHER ACCESSORIES TO COMPLETE THE ASSEMBLY | NAFFCO |  | NOS | 6 | 6935.9419 | 1985 | 0 | 11910 | 0 | FALSE |  |  | 0 | NULL
4.9.1.21 |  | DISCHARGE NOZZLE | NAFFCO | NAFFCO | NOS | 14 | 180 | 52 | 0 | 728 | 0 | FALSE |  |  | 0 | NULL
4.9.1.22 | 10341512137 | PRESSURE RELIEF DEVICE FOR MANIFOLD, P/N.# 029730037 FOR NAFFCOINERT UL CLEAN AGENT FIRE SUPPRESSION SYSTEM | NAFFCO | P/N #29730037 | NOS | 2 | 1900 | 544 | 0 | 1088 | 0 | FALSE |  |  | 0 | NULL
4.9.1.23 | 10341512022 | PRESSURE & FLOW DETECTOR SWITCH, P/N.# 028250050 FOR NAFFCOINERT UL CLEAN AGENT FIRE SUPPRESSION SYSTEM | NAFFCO | P/N # 28250050 | NOS | 3 | 690 | 198 | 0 | 594 | 0 | FALSE |  |  | 0 | NULL
4.9.1.24 |  | CHECK VALVE IN CYLINDER MANIFOLD/MAIN RESERVE HEADER PIPE - 2" | NAFFCO | 504.110008BI | NOS | 2 | 727.3048 | 209 | 0 | 418 | 0 | FALSE |  |  | 0 | NULL
4.9.1.25 |  | WARNING SIGN | NAFFCO |  | SET | 3 | 300 | 86 | 0 | 258 | 0 | FALSE |  |  | 0 | NULL
4.9.2 |  | ELECTRICAL COMPONENTS |  |  |  | 0 | 0 | 0 | 0 | 0 | 0 | FALSE |  |  | 0 | NULL
4.9.2.1 |  | 2 LOOP ADDRESSABLE FIRE EXTINGUISHING PANEL, COMPLETE WITH: 2 SET X 18 AH 12 V DC NI-CD BATTERY | Cheetah Xi - FIKE / YUASA / DAHUA** | 10-068-R-1-L | SETS | 1 | 8500 | 2432 | 0 | 2432 | 0 | FALSE |  |  | 0 | NULL
4.9.2.2 |  | PHOTOELECTRIC SMOKE DETECTOR w/base | FIKE | 63-1058 & 63-1061 | NOS | 14 | 450 | 129 | 0 | 1806 | 0 | FALSE |  |  | 0 | NULL
4.9.2.3 |  | REMOTE INDICATOR | SYSTEM SENSOR | RA100Z | NOS | 4 | 100 | 29 | 0 | 116 | 0 | FALSE |  |  | 0 | NULL
4.9.2.4 |  | HORN | e2S | A100DC024MA1A1R | NOS | 3 | 1050 | 301 | 0 | 903 | 0 | FALSE |  |  | 0 | NULL
4.9.2.5 |  | STROBE HORN | SHIELD | SH-HSIR | NOS | 3 | 150 | 43 | 0 | 129 | 0 | FALSE |  |  | 0 | NULL
4.9.2.6 |  | STROBE LIGHT WITH BACKBOX | SHIELD | S-C8057 | NOS | 3 | 88 | 26 | 0 | 78 | 0 | FALSE |  |  | 0 | NULL
4.9.2.7 |  | MAIN RESERVE SELECTOR SWITCH WITH BACKBOX 1 NO. X MAIN/RESERVE SELECTOR SWITCH 1 NO. X SUITABLE BASE PLATE TO MOUNT DPDT RELAYS AND TERMINALS 2 NO. X DPDT RELAY CONTACTS/SUITABLE RELAYS PLUG IN SOCKTES 26 NOS. X TERMINALS IN DIN RAIL 13 NOS. X M20 BRASS/PVC CABLE GLANDS SUITED FOR 2 CORE X 1.5 UNARMOURED CABLE 13 NOS. X PVC SHROUDS WITH EARTH TAG 13 NOS. X CABLE ENTRY FOR 2 CORE X 1.5 UNARMOURED CABLE 1 NO. X CUSTOM FABRICATED BOX OF SUITABLE SIZE ACCOMODATING THE ABOVE ITEMS | FIKE | 10-2967 | SETS | 1 | 345 | 99 | 0 | 99 | 0 | FALSE |  |  | 0 | NULL
4.9.2.8 |  | ABORT SWITCHES WITH BACKBOX | FIKE | 10-1639 | NOS | 3 | 360 | 103 | 0 | 309 | 0 | FALSE |  |  | 0 | NULL
4.9.2.9 |  | MANUAL RELEASE SWITCH WITH BACKBOX | FIKE | 10‐2963 | NOS | 3 | 435 | 125 | 0 | 375 | 0 | FALSE |  |  | 0 | NULL
4.9.2.10 |  | STI WEATHERPROOF COVER FOR SWITCHES (IP54) | STI STOPPER | STI 3150 | NOS | 3 | 352 | 101 | 0 | 303 | 0 | FALSE |  |  | 0 | NULL
4.9.2.11 |  | RELEASE CONTROL MODULE W/ ISOLATOR BASE | FIKE | 55 -053 | NOS | 5 | 1140 | 327 | 0 | 1635 | 0 | FALSE |  |  | 0 | NULL
4.9.2.12 |  | MINI MONITOR MODULE W/ ISOLATOR BASE | FIKE | 55 -050 | NOS | 4 | 340 | 98 | 0 | 392 | 0 | FALSE |  |  | 0 | NULL
4.9.2.13 |  | MONITOR MODULE W/ ISOLATOR | FIKE | 55 -046 | NOS | 26 | 380 | 109 | 0 | 2834 | 0 | FALSE |  |  | 0 | NULL
4.9.2.14 |  | CONTROL MODULE W/ ISOLATOR | FIKE | 55 -047 | NOS | 12 | 435 | 125 | 0 | 1500 | 0 | FALSE |  |  | 0 | NULL
4.9.2.15 |  | RELAY MODULE WITH ISOLATOR | FIKE | 55-048 | NOS | 2 | 388.8144 | 112 | 0 | 224 | 0 | FALSE |  |  | 0 | NULL
4.9.2.16 |  | POWER SUPPLY UNIT, 24V DC ,10 Amps, W / battery | FIKE | 10-2829-1-0-01-0-1-01 | NOS | 1 | 1676 | 480 | 0 | 480 | 0 | FALSE |  |  | 0 | NULL
4.9.2.17 |  | WEATHER PROOF STATUS INDICATOR WITH KEY SWITCH | FIKE | 02-13946 | NOS | 3 | 4531.345 | 1297 | 0 | 3891 | 0 | FALSE |  |  | 0 | NULL
4.9.2.18 |  | ILLUMINATED WARNING SIGN "DONT ENTER GAS DISCHARGED" - WEATHER PROOF | SHIELD/AMPAC | SK27202/ Enclsoure: 4210-0120 & Fascia Plate: 4210-013 | NOS | 3 | 2750 | 787 | 0 | 2361 | 0 | FALSE |  |  | 0 | NULL
4.9.3 |  | MECHANICAL COMPONENTS (RESERVE) |  |  |  | 0 | 0 | 0 | 0 | 0 | 0 | FALSE |  |  | 0 | NULL
4.9.3.1 |  | 140 LITER, 300 BAR INERT GAS CYLINDER - MODEL: NF IG541-300-140 - NAFFCO COMPLETE WITH: '- 140 LITER 356 MM DIA. CYLINDER FILLED WITH IG-541 AGENT - DISCHARGE HEAD VALVE WITH PRESSURE GAUGE, PRESSURE SWITH FOR 300 BAR - SAFETY/PROTECTION CAP, - CYLINDER ID LABEL FOR 300 BAR, IG-541 GAS, 140 LTR. - CONSTANT PRESSURE REGULATOR FOR 300 BAR, MODEL B08400003-NF, - GASKET, MODEL 024100104-NF | NAFFCO | NF IG541-300-140 | SETS | 9 | 5820 | 1666 | 0 | 14994 | 0 | FALSE |  |  | 0 | NULL
4.9.3.2 | 10341512133 | ELECTRO MAGNETIC DEVICE WITH DIODE, INLET THREADED TO M42 X 1.5, 24V DC, 0.5 A, IP 65 RATED, P/N.# B04425146 FOR UL LISTED FIRE SUPPRESSION SYSTEM (REFER ITEM.# 10341512136) | NAFFCO | B04425148 | NOS | 2 | 790 | 227 | 0 | 454 | 0 | FALSE |  |  | 0 | NULL
4.9.3.3 | 10341512520 | MONITORING SWITCH FOR ELECTROMAGNETIC DEVICE FOR UL LISTED NAFFCOINERT SYSTEM, PART NO: 029905200-NF - NAFFCO | NAFFCO | 029905200-NF | NOS | 2 | 350 | 101 | 0 | 202 | 0 | FALSE |  |  | 0 | NULL
4.9.3.4 | 10341512120 | MANUAL / PNEUMATIC RELEASE DEVICE, WP 300 BAR, INLET THREADED TO M42 X 1.5, PNEUMATIC LINE CONNECTION G 1/8", P/N.# B04420065-NF FOR UL LISTED FIRE SUPPRESSION SYSTEM | NAFFCO | B04420065 | NOS | 2 | 120 | 35 | 0 | 70 | 0 | FALSE |  |  | 0 | NULL
4.9.3.5 | 10341512122 | PNEUMATIC RELEASE DEVICE, WP 300 BAR, INLET THREADED TO M42 X 1.5, PNEUMATIC LINE CONNECTION G 1/8", P/N.# B04420066NF FOR UL LISTED FIRE SUPPRESSION SYSTEM | NAFFCO | B04420066 | NOS | 7 | 80 | 23 | 0 | 161 | 0 | FALSE |  |  | 0 | NULL
4.9.3.6 | 10343512025 | DISCHARGE HOSE, DN16, WP 350 BAR, B/P 1400 BAR, 400MM LENGTH, INLET FEMALE THREAD TO W 21.8 X 1/14" TO DIN 477 & OUTLET FEMALE THREAD TO G 3/4", P/N.# B06920225-NF FOR NAFFCOINERT UL CLEAN AGENT FIRE SUPPRESSION SYSTEM | NAFFCO | B06920225-NF | NOS | 9 | 180 | 52 | 0 | 468 | 0 | FALSE |  |  | 0 | NULL
4.9.3.7 | 10343012208 | MANIFOLD CHECK VALVE, BRASS, MAX W/P 100 BAR, TP 150 BAR, HOSE CONNECTION THREAD G3/4", MANIFOLD CONNECTION THREAD R1" DN12, P/N.# B04600008-NF FOR UL LISTED FIRE SUPPRESSION SYSTEM | NAFFCO | B04600008 | NOS | 9 | 130 | 38 | 0 | 342 | 0 | FALSE |  |  | 0 | NULL
4.9.3.8 | 10343512032 | PILOT HOSE, SYNTHETIC RUBBER OIL RESISTANT W/STRAIGHT FITTINGS M12 X 1.5 FEMALE THREAD IN BOTH ENDS, 700MM LONG, W/P 400 BAR, B/P 1600 BAR, TEMP RANGE: -40 C. TO 100 C, P/N.# B06920212 FOR UL LISTED FIRE SUPPRESSION SYSTEM | NAFFCO | B06920212-NF | NOS | 3 | 70 | 21 | 0 | 63 | 0 | FALSE |  |  | 0 | NULL
4.9.3.9 | 10343512033 | PILOT HOSE, SYNTHETIC RUBBER OIL RESISTANT W/STRAIGHT FITTINGS M12 X 1.5 FEMALE THREAD IN BOTH ENDS, 500MM LONG, W/P 400 BAR, B/P 1600 BAR, TEMP RANGE: -40 C. TO 100 C, P/N.# B06920213 FOR UL LISTED FIRE SUPPRESSION SYSTEM | NAFFCO | B06920213-NF | NOS | 5 | 70 | 21 | 0 | 105 | 0 | FALSE |  |  | 0 | NULL
4.9.3.10 | 10349012606 | CONNECTING ADAPTOR, M12 X 1.5 MALE THREADED & G 1/8" MALE THREADED, P/N.# 029510006 FOR UL LISTED FIRE SUPPRESSION SYSTEM | NAFFCO | 029510006 | NOS | 16 | 20 | 6 | 0 | 96 | 0 | FALSE |  |  | 0 | NULL
4.9.3.11 | 10346012640 | BLEED VALVE, P/N.# 029730040-NF FOR UL LISTED FIRE SUPPRESSION SYSTEM | NAFFCO | 029730040 | NOS | 1 | 170 | 49 | 0 | 49 | 0 | FALSE |  |  | 0 | NULL
4.9.3.12 | 10344012324 | MANIFOLD FOR 4 CYLINDER NAFFCOINERT UL CLEAN AGENT FIRE SUPPRESSION SYSTEM, 360 DIA CYLINDER, P/N.# NFIG-360-SRM4 - NAFFCO | NAFFCO | NFIG-360-SRM4 | NOS | 1 | 880 | 252 | 0 | 252 | 0 | FALSE |  |  | 0 | NULL
4.9.3.13 | 10344012325 | MANIFOLD FOR 5 CYLINDER NAFFCOINERT UL CLEAN AGENT FIRE SUPPRESSION SYSTEM, 360 DIA CYLINDER, P/N.# NFIG-360-SRM5 - NAFFCO | NAFFCO | NFIG-360-SRM5 | NOS | 1 | 1060 | 304 | 0 | 304 | 0 | FALSE |  |  | 0 | NULL
4.9.3.14 |  | MANIFOLD END CAP WITH PORT | NAFFCO |  | NOS | 2 | 150 | 43 | 0 | 86 | 0 | FALSE |  |  | 0 | NULL
4.9.3.15 |  | MANIFOLD END CAP WITHOUT PORT | NAFFCO |  | NOS | 2 | 100 | 29 | 0 | 58 | 0 | FALSE |  |  | 0 | NULL
4.9.3.16 | 10344212379 | RACK ASSEMBLY FOR 9 CYLINDERS, DOUBLE ROW, FLOOR MOUNTING TYPE, CYLINDER DIA: 360MM, CAPACITY: 67L, 80L & 140L, PRESSURE RATING: 200 / 300BAR, MODEL: NFIG-RA02-051F FOR NAFFCOINERT UL CLEAN AGENT FIRE SUPPRESSION SYSTEM - NAFFCO | NAFFCO | NFIG-RA02-051F | NOS | 1 | 660 | 189 | 0 | 189 | 0 | FALSE |  |  | 0 | NULL
4.9.3.17 |  | PRESSURE RELIEF VENT (OPTIONAL) |  |  |  | 0 | 0 | 0 | 0 | 0 | 0 | FALSE |  |  | 0 | NULL
4.9.3.18 | 15466240162 | PRESSURE RELIEF DAMPER, SIZE: 620 X 620 X 120MM, MODEL: SHXUN500 - AFP | AFP | SHXUN500 | NOS | 1 | 3329.1499 | 953 | 0 | 953 | 0 | FALSE |  |  | 0 | NULL
4.9.3.19 | 15466240142 | PRESSURE RELIEF DAMPER, SIZE: 420 X 420 X 120MM, MODEL: SHXUN300 - AFP | AFP | SHXUN300 | NOS | 1 | 1802.5525 | 516 | 0 | 516 | 0 | FALSE |  |  | 0 | NULL
4.1 |  | FUEL GAS COMPRESSOR BUILDING |  |  |  | 0 | 0 | 0 | 0 | 0 | 0 | FALSE |  |  | 0 | NULL
4.10.1 |  | MECHANICAL COMPONENTS (MAIN) |  |  |  | 0 | 0 | 0 | 0 | 0 | 0 | FALSE |  |  | 0 | NULL
4.10.1.1 |  | 140 LITER, 300 BAR INERT GAS CYLINDER - MODEL: NF IG541-300-140 - NAFFCO COMPLETE WITH: '- 140 LITER 356 MM DIA. CYLINDER FILLED WITH IG-541 AGENT - DISCHARGE HEAD VALVE WITH PRESSURE GAUGE, PRESSURE SWITH FOR 300 BAR - SAFETY/PROTECTION CAP, - CYLINDER ID LABEL FOR 300 BAR, IG-541 GAS, 140 LTR. - CONSTANT PRESSURE REGULATOR FOR 300 BAR, MODEL B08400003-NF, - GASKET, MODEL 024100104-NF | NAFFCO | NF IG541-300-140 | SETS | 9 | 5820 | 1666 | 0 | 14994 | 0 | FALSE |  |  | 0 | NULL
4.10.1.2 | 10341512133 | ELECTRO MAGNETIC DEVICE WITH DIODE, INLET THREADED TO M42 X 1.5, 24V DC, 0.5 A, IP 65 RATED, P/N.# B04425146 FOR UL LISTED FIRE SUPPRESSION SYSTEM (REFER ITEM.# 10341512136) | NAFFCO | B04425148 | NOS | 2 | 790 | 227 | 0 | 454 | 0 | FALSE |  |  | 0 | NULL
4.10.1.3 | 10349012810 | RESET TOOL FOR ELECTRO MAGNETIC DEVICE FOR INERT GAS SYSTEM, P/N.# 029210064 (OLD P/N.# 023000064) - NAFFCO | NAFFCO | 029210064 (023000064) | NOS | 2 | 110 | 32 | 0 | 64 | 0 | FALSE |  |  | 0 | NULL
4.10.1.4 | 10341512120 | MANUAL / PNEUMATIC RELEASE DEVICE, WP 300 BAR, INLET THREADED TO M42 X 1.5, PNEUMATIC LINE CONNECTION G 1/8", P/N.# B04420065-NF FOR UL LISTED FIRE SUPPRESSION SYSTEM | NAFFCO | B04420065 | NOS | 2 | 120 | 35 | 0 | 70 | 0 | FALSE |  |  | 0 | NULL
4.10.1.5 | 10341512122 | PNEUMATIC RELEASE DEVICE, WP 300 BAR, INLET THREADED TO M42 X 1.5, PNEUMATIC LINE CONNECTION G 1/8", P/N.# B04420066NF FOR UL LISTED FIRE SUPPRESSION SYSTEM | NAFFCO | B04420066 | NOS | 7 | 80 | 23 | 0 | 161 | 0 | FALSE |  |  | 0 | NULL
4.10.1.6 | 10343512025 | DISCHARGE HOSE, DN16, WP 350 BAR, B/P 1400 BAR, 400MM LENGTH, INLET FEMALE THREAD TO W 21.8 X 1/14" TO DIN 477 & OUTLET FEMALE THREAD TO G 3/4", P/N.# B06920225-NF FOR NAFFCOINERT UL CLEAN AGENT FIRE SUPPRESSION SYSTEM | NAFFCO | B06920225-NF | NOS | 9 | 180 | 52 | 0 | 468 | 0 | FALSE |  |  | 0 | NULL
4.10.1.7 | 10343012208 | MANIFOLD CHECK VALVE, BRASS, MAX W/P 100 BAR, TP 150 BAR, HOSE CONNECTION THREAD G3/4", MANIFOLD CONNECTION THREAD R1" DN12, P/N.# B04600008-NF FOR UL LISTED FIRE SUPPRESSION SYSTEM | NAFFCO | B04600008 | NOS | 9 | 130 | 38 | 0 | 342 | 0 | FALSE |  |  | 0 | NULL
4.10.1.8 | 10343512032 | PILOT HOSE, SYNTHETIC RUBBER OIL RESISTANT W/STRAIGHT FITTINGS M12 X 1.5 FEMALE THREAD IN BOTH ENDS, 700MM LONG, W/P 400 BAR, B/P 1600 BAR, TEMP RANGE: -40 C. TO 100 C, P/N.# B06920212 FOR UL LISTED FIRE SUPPRESSION SYSTEM | NAFFCO | B06920212-NF | NOS | 3 | 70 | 21 | 0 | 63 | 0 | FALSE |  |  | 0 | NULL
4.10.1.9 | 10343512033 | PILOT HOSE, SYNTHETIC RUBBER OIL RESISTANT W/STRAIGHT FITTINGS M12 X 1.5 FEMALE THREAD IN BOTH ENDS, 500MM LONG, W/P 400 BAR, B/P 1600 BAR, TEMP RANGE: -40 C. TO 100 C, P/N.# B06920213 FOR UL LISTED FIRE SUPPRESSION SYSTEM | NAFFCO | B06920213-NF | NOS | 5 | 70 | 21 | 0 | 105 | 0 | FALSE |  |  | 0 | NULL
4.10.1.10 | 10349012606 | CONNECTING ADAPTOR, M12 X 1.5 MALE THREADED & G 1/8" MALE THREADED, P/N.# 029510006 FOR UL LISTED FIRE SUPPRESSION SYSTEM | NAFFCO | 029510006 | NOS | 16 | 20 | 6 | 0 | 96 | 0 | FALSE |  |  | 0 | NULL
4.10.1.11 | 10346012640 | BLEED VALVE, P/N.# 029730040-NF FOR UL LISTED FIRE SUPPRESSION SYSTEM | NAFFCO | 029730040 | NOS | 1 | 170 | 49 | 0 | 49 | 0 | FALSE |  |  | 0 | NULL
4.10.1.12 | 10344012324 | MANIFOLD FOR 4 CYLINDER NAFFCOINERT UL CLEAN AGENT FIRE SUPPRESSION SYSTEM, 360 DIA CYLINDER, P/N.# NFIG-360-SRM4 - NAFFCO | NAFFCO | NFIG-360-SRM4 | NOS | 1 | 880 | 252 | 0 | 252 | 0 | FALSE |  |  | 0 | NULL
4.10.1.13 | 10344012325 | MANIFOLD FOR 5 CYLINDER NAFFCOINERT UL CLEAN AGENT FIRE SUPPRESSION SYSTEM, 360 DIA CYLINDER, P/N.# NFIG-360-SRM5 - NAFFCO | NAFFCO | NFIG-360-SRM5 | NOS | 1 | 1060 | 304 | 0 | 304 | 0 | FALSE |  |  | 0 | NULL
4.10.1.14 |  | MANIFOLD END CAP WITH PORT | NAFFCO |  | NOS | 2 | 150 | 43 | 0 | 86 | 0 | FALSE |  |  | 0 | NULL
4.10.1.15 |  | MANIFOLD END CAP WITHOUT PORT | NAFFCO |  | NOS | 2 | 100 | 29 | 0 | 58 | 0 | FALSE |  |  | 0 | NULL
4.10.1.16 | 10344212379 | RACK ASSEMBLY FOR 9 CYLINDERS, DOUBLE ROW, FLOOR MOUNTING TYPE, CYLINDER DIA: 360MM, CAPACITY: 67L, 80L & 140L, PRESSURE RATING: 200 / 300BAR, MODEL: NFIG-RA02-051F FOR NAFFCOINERT UL CLEAN AGENT FIRE SUPPRESSION SYSTEM - NAFFCO | NAFFCO | NFIG-RA02-051F | NOS | 1 | 660 | 189 | 0 | 189 | 0 | FALSE |  |  | 0 | NULL
4.10.1.17 | 10342513015 | SELECTOR VALVE 1-1/2" (40MM), MODEL: B05511150-NF - NAFFCO | NAFFCO | B05511150-NF | NOS | 1 | 4749.5598 | 1359 | 0 | 1359 | 0 | FALSE |  |  | 0 | NULL
4.10.1.18 | 10342513020 | SELECTOR VALVE 2" (50MM), MODEL: B05511250-NF - NAFFCO | NAFFCO | B05511250-NF | NOS | 2 | 4796.9375 | 1373 | 0 | 2746 | 0 | FALSE |  |  | 0 | NULL
4.10.1.19 |  | PILOT CYLINDER ASSEMBLY (FOR MIULTI-ZONE) MAIN+STANDBY COMPLETE WITH ALL ACCESSORIES REQUIRED FOR THIS ASSEMBLY: - HIGH PRESSURE PRMIARY REGULATOR (SET PRESSURE - 6 TO 10 BAR) UL LISTED - 1/4" HIGH PRESSURE PILOT HOSE - CONSTANT FLOW PRESSURE DISHARGE REGULATOR - B8400003-NF - DISCHARGE VALVE, PART NUMBER: B04801218-NF - ELECTROMAGNETIC RELEASE DEVICE, PART NUMBER: B044425146-NF - MANUAL/PNEUMATIC RELEASE DEVICE, PART NUMBER: B04420065-NF - PRESSURE GAUGE, PART NUMBER: 029720221-NF - PILOT CYLINDER, W28.8x14TPI THREADS TO 25E EN ISO 113631-1 - POP OFF VALVE, SET PRESSURE 175 PSI 1/2" CARBON STEEL 300 BAR RATED CHECK VALVE HIGH PRESSURE FITTINGS, HOSE & OTHER ACCESSORIES TO COMPLETE THE ASSEMBLY | NAFFCO |  | NOS | 6 | 6935.9419 | 1985 | 0 | 11910 | 0 | FALSE |  |  | 0 | NULL
4.10.1.20 |  | DISCHARGE NOZZLE | NAFFCO | NAFFCO | NOS | 30 | 180 | 52 | 0 | 1560 | 0 | FALSE |  |  | 0 | NULL
4.10.1.21 | 10341512137 | PRESSURE RELIEF DEVICE FOR MANIFOLD, P/N.# 029730037 FOR NAFFCOINERT UL CLEAN AGENT FIRE SUPPRESSION SYSTEM | NAFFCO | P/N #29730037 | NOS | 2 | 1900 | 544 | 0 | 1088 | 0 | FALSE |  |  | 0 | NULL
4.10.1.22 | 10341512022 | PRESSURE & FLOW DETECTOR SWITCH, P/N.# 028250050 FOR NAFFCOINERT UL CLEAN AGENT FIRE SUPPRESSION SYSTEM | NAFFCO | P/N # 28250050 | NOS | 3 | 690 | 198 | 0 | 594 | 0 | FALSE |  |  | 0 | NULL
4.10.1.23 |  | CHECK VALVE IN CYLINDER MANIFOLD/MAIN RESERVE HEADER PIPE - 2" | NAFFCO | 504.110008BI | NOS | 2 | 727.3048 | 209 | 0 | 418 | 0 | FALSE |  |  | 0 | NULL
4.10.1.24 |  | WARNING SIGN | NAFFCO |  | SET | 3 | 300 | 86 | 0 | 258 | 0 | FALSE |  |  | 0 | NULL
4.10.2 |  | ELECTRICAL COMPONENTS |  |  |  | 0 | 0 | 0 | 0 | 0 | 0 | FALSE |  |  | 0 | NULL
4.10.2.1 |  | 2 LOOP ADDRESSABLE FIRE EXTINGUISHING PANEL, COMPLETE WITH: 2 SET X 18 AH 12 V DC NI-CD BATTERY | Cheetah Xi - FIKE / YUASA / DAHUA** | 10-068-R-1-L | SETS | 1 | 8500 | 2432 | 0 | 2432 | 0 | FALSE |  |  | 0 | NULL
4.10.2.2 |  | PHOTOELECTRIC SMOKE DETECTOR w/base | FIKE | 63-1058 & 63-1061 | NOS | 20 | 450 | 129 | 0 | 2580 | 0 | FALSE |  |  | 0 | NULL
4.10.2.3 |  | REMOTE INDICATOR | SYSTEM SENSOR | RA100Z | NOS | 8 | 100 | 29 | 0 | 232 | 0 | FALSE |  |  | 0 | NULL
4.10.2.4 |  | HORN | e2S | A100DC024MA1A1R | NOS | 3 | 1050 | 301 | 0 | 903 | 0 | FALSE |  |  | 0 | NULL
4.10.2.5 |  | STROBE HORN | SHIELD | SH-HSIR | NOS | 3 | 150 | 43 | 0 | 129 | 0 | FALSE |  |  | 0 | NULL
4.10.2.6 |  | STROBE LIGHT WITH BACKBOX | SHIELD | S-C8057 | NOS | 3 | 88 | 26 | 0 | 78 | 0 | FALSE |  |  | 0 | NULL
4.10.2.7 |  | MAIN RESERVE SELECTOR SWITCH WITH BACKBOX 1 NO. X MAIN/RESERVE SELECTOR SWITCH 1 NO. X SUITABLE BASE PLATE TO MOUNT DPDT RELAYS AND TERMINALS 2 NO. X DPDT RELAY CONTACTS/SUITABLE RELAYS PLUG IN SOCKTES 26 NOS. X TERMINALS IN DIN RAIL 13 NOS. X M20 BRASS/PVC CABLE GLANDS SUITED FOR 2 CORE X 1.5 UNARMOURED CABLE 13 NOS. X PVC SHROUDS WITH EARTH TAG 13 NOS. X CABLE ENTRY FOR 2 CORE X 1.5 UNARMOURED CABLE 1 NO. X CUSTOM FABRICATED BOX OF SUITABLE SIZE ACCOMODATING THE ABOVE ITEMS | FIKE | 10-2967 | SETS | 1 | 345 | 99 | 0 | 99 | 0 | FALSE |  |  | 0 | NULL
4.10.2.8 |  | ABORT SWITCHES WITH BACKBOX | FIKE | 10-1639 | NOS | 3 | 360 | 103 | 0 | 309 | 0 | FALSE |  |  | 0 | NULL
4.10.2.9 |  | MANUAL RELEASE SWITCH WITH BACKBOX | FIKE | 10‐2963 | NOS | 3 | 435 | 125 | 0 | 375 | 0 | FALSE |  |  | 0 | NULL
4.10.2.10 |  | STI WEATHERPROOF COVER FOR SWITCHES (IP54) | STI STOPPER | STI 3150 | NOS | 3 | 352 | 101 | 0 | 303 | 0 | FALSE |  |  | 0 | NULL
4.10.2.11 |  | RELEASE CONTROL MODULE W/ ISOLATOR BASE | FIKE | 55 -053 | NOS | 5 | 1140 | 327 | 0 | 1635 | 0 | FALSE |  |  | 0 | NULL
4.10.2.12 |  | MINI MONITOR MODULE W/ ISOLATOR BASE | FIKE | 55 -050 | NOS | 4 | 340 | 98 | 0 | 392 | 0 | FALSE |  |  | 0 | NULL
4.10.2.13 |  | MONITOR MODULE W/ ISOLATOR | FIKE | 55 -046 | NOS | 32 | 380 | 109 | 0 | 3488 | 0 | FALSE |  |  | 0 | NULL
4.10.2.14 |  | CONTROL MODULE W/ ISOLATOR | FIKE | 55 -047 | NOS | 12 | 435 | 125 | 0 | 1500 | 0 | FALSE |  |  | 0 | NULL
4.10.2.15 |  | RELAY MODULE WITH ISOLATOR | FIKE | 55-048 | NOS | 3 | 388.8144 | 112 | 0 | 336 | 0 | FALSE |  |  | 0 | NULL
4.10.2.16 |  | POWER SUPPLY UNIT, 24V DC ,10 Amps, W / battery | FIKE | 10-2829-1-0-01-0-1-01 | NOS | 1 | 1676 | 480 | 0 | 480 | 0 | FALSE |  |  | 0 | NULL
4.10.2.17 |  | WEATHER PROOF STATUS INDICATOR WITH KEY SWITCH | FIKE | 02-13946 | NOS | 3 | 4531.345 | 1297 | 0 | 3891 | 0 | FALSE |  |  | 0 | NULL
4.10.2.18 |  | ILLUMINATED WARNING SIGN "DONT ENTER GAS DISCHARGED" - WEATHER PROOF | SHIELD/AMPAC | SK27202/ Enclsoure: 4210-0120 & Fascia Plate: 4210-013 | NOS | 3 | 2750 | 787 | 0 | 2361 | 0 | FALSE |  |  | 0 | NULL
4.10.3 |  | MECHANICAL COMPONENTS (RESERVE) |  |  |  | 0 | 0 | 0 | 0 | 0 | 0 | FALSE |  |  | 0 | NULL
4.10.3.1 |  | 140 LITER, 300 BAR INERT GAS CYLINDER - MODEL: NF IG541-300-140 - NAFFCO COMPLETE WITH: '- 140 LITER 356 MM DIA. CYLINDER FILLED WITH IG-541 AGENT - DISCHARGE HEAD VALVE WITH PRESSURE GAUGE, PRESSURE SWITH FOR 300 BAR - SAFETY/PROTECTION CAP, - CYLINDER ID LABEL FOR 300 BAR, IG-541 GAS, 140 LTR. - CONSTANT PRESSURE REGULATOR FOR 300 BAR, MODEL B08400003-NF, - GASKET, MODEL 024100104-NF | NAFFCO | NF IG541-300-140 | SETS | 9 | 5820 | 1666 | 0 | 14994 | 0 | FALSE |  |  | 0 | NULL
4.10.3.2 | 10341512133 | ELECTRO MAGNETIC DEVICE WITH DIODE, INLET THREADED TO M42 X 1.5, 24V DC, 0.5 A, IP 65 RATED, P/N.# B04425146 FOR UL LISTED FIRE SUPPRESSION SYSTEM (REFER ITEM.# 10341512136) | NAFFCO | B04425148 | NOS | 2 | 790 | 227 | 0 | 454 | 0 | FALSE |  |  | 0 | NULL
4.10.3.3 | 10341512520 | MONITORING SWITCH FOR ELECTROMAGNETIC DEVICE FOR UL LISTED NAFFCOINERT SYSTEM, PART NO: 029905200-NF - NAFFCO | NAFFCO | 029905200-NF | NOS | 2 | 350 | 101 | 0 | 202 | 0 | FALSE |  |  | 0 | NULL
4.10.3.4 | 10341512120 | MANUAL / PNEUMATIC RELEASE DEVICE, WP 300 BAR, INLET THREADED TO M42 X 1.5, PNEUMATIC LINE CONNECTION G 1/8", P/N.# B04420065-NF FOR UL LISTED FIRE SUPPRESSION SYSTEM | NAFFCO | B04420065 | NOS | 2 | 120 | 35 | 0 | 70 | 0 | FALSE |  |  | 0 | NULL
4.10.3.5 | 10341512122 | PNEUMATIC RELEASE DEVICE, WP 300 BAR, INLET THREADED TO M42 X 1.5, PNEUMATIC LINE CONNECTION G 1/8", P/N.# B04420066NF FOR UL LISTED FIRE SUPPRESSION SYSTEM | NAFFCO | B04420066 | NOS | 7 | 80 | 23 | 0 | 161 | 0 | FALSE |  |  | 0 | NULL
4.10.3.6 | 10343512025 | DISCHARGE HOSE, DN16, WP 350 BAR, B/P 1400 BAR, 400MM LENGTH, INLET FEMALE THREAD TO W 21.8 X 1/14" TO DIN 477 & OUTLET FEMALE THREAD TO G 3/4", P/N.# B06920225-NF FOR NAFFCOINERT UL CLEAN AGENT FIRE SUPPRESSION SYSTEM | NAFFCO | B06920225-NF | NOS | 9 | 180 | 52 | 0 | 468 | 0 | FALSE |  |  | 0 | NULL
4.10.3.7 | 10343012208 | MANIFOLD CHECK VALVE, BRASS, MAX W/P 100 BAR, TP 150 BAR, HOSE CONNECTION THREAD G3/4", MANIFOLD CONNECTION THREAD R1" DN12, P/N.# B04600008-NF FOR UL LISTED FIRE SUPPRESSION SYSTEM | NAFFCO | B04600008 | NOS | 9 | 130 | 38 | 0 | 342 | 0 | FALSE |  |  | 0 | NULL
4.10.3.8 | 10343512032 | PILOT HOSE, SYNTHETIC RUBBER OIL RESISTANT W/STRAIGHT FITTINGS M12 X 1.5 FEMALE THREAD IN BOTH ENDS, 700MM LONG, W/P 400 BAR, B/P 1600 BAR, TEMP RANGE: -40 C. TO 100 C, P/N.# B06920212 FOR UL LISTED FIRE SUPPRESSION SYSTEM | NAFFCO | B06920212-NF | NOS | 3 | 70 | 21 | 0 | 63 | 0 | FALSE |  |  | 0 | NULL
4.10.3.9 | 10343512033 | PILOT HOSE, SYNTHETIC RUBBER OIL RESISTANT W/STRAIGHT FITTINGS M12 X 1.5 FEMALE THREAD IN BOTH ENDS, 500MM LONG, W/P 400 BAR, B/P 1600 BAR, TEMP RANGE: -40 C. TO 100 C, P/N.# B06920213 FOR UL LISTED FIRE SUPPRESSION SYSTEM | NAFFCO | B06920213-NF | NOS | 5 | 70 | 21 | 0 | 105 | 0 | FALSE |  |  | 0 | NULL
4.10.3.10 | 10349012606 | CONNECTING ADAPTOR, M12 X 1.5 MALE THREADED & G 1/8" MALE THREADED, P/N.# 029510006 FOR UL LISTED FIRE SUPPRESSION SYSTEM | NAFFCO | 029510006 | NOS | 16 | 20 | 6 | 0 | 96 | 0 | FALSE |  |  | 0 | NULL
4.10.3.11 | 10346012640 | BLEED VALVE, P/N.# 029730040-NF FOR UL LISTED FIRE SUPPRESSION SYSTEM | NAFFCO | 029730040 | NOS | 1 | 170 | 49 | 0 | 49 | 0 | FALSE |  |  | 0 | NULL
4.10.3.12 | 10344012324 | MANIFOLD FOR 4 CYLINDER NAFFCOINERT UL CLEAN AGENT FIRE SUPPRESSION SYSTEM, 360 DIA CYLINDER, P/N.# NFIG-360-SRM4 - NAFFCO | NAFFCO | NFIG-360-SRM4 | NOS | 1 | 880 | 252 | 0 | 252 | 0 | FALSE |  |  | 0 | NULL
4.10.3.13 | 10344012325 | MANIFOLD FOR 5 CYLINDER NAFFCOINERT UL CLEAN AGENT FIRE SUPPRESSION SYSTEM, 360 DIA CYLINDER, P/N.# NFIG-360-SRM5 - NAFFCO | NAFFCO | NFIG-360-SRM5 | NOS | 1 | 1060 | 304 | 0 | 304 | 0 | FALSE |  |  | 0 | NULL
4.10.3.14 |  | MANIFOLD END CAP WITH PORT | NAFFCO |  | NOS | 2 | 150 | 43 | 0 | 86 | 0 | FALSE |  |  | 0 | NULL
4.10.3.15 |  | MANIFOLD END CAP WITHOUT PORT | NAFFCO |  | NOS | 2 | 100 | 29 | 0 | 58 | 0 | FALSE |  |  | 0 | NULL
4.10.3.16 | 10344212379 | RACK ASSEMBLY FOR 9 CYLINDERS, DOUBLE ROW, FLOOR MOUNTING TYPE, CYLINDER DIA: 360MM, CAPACITY: 67L, 80L & 140L, PRESSURE RATING: 200 / 300BAR, MODEL: NFIG-RA02-051F FOR NAFFCOINERT UL CLEAN AGENT FIRE SUPPRESSION SYSTEM - NAFFCO | NAFFCO | NFIG-RA02-051F | NOS | 1 | 660 | 189 | 0 | 189 | 0 | FALSE |  |  | 0 | NULL
4.10.3.17 |  | PRESSURE RELIEF VENT (OPTIONAL) |  |  |  | 0 | 0 | 0 | 0 | 0 | 0 | FALSE |  |  | 0 | NULL
4.10.3.18 | 15466240162 | PRESSURE RELIEF DAMPER, SIZE: 620 X 620 X 120MM, MODEL: SHXUN500 - AFP | AFP | SHXUN500 | NOS | 1 | 3329.1499 | 953 | 0 | 953 | 0 | FALSE |  |  | 0 | NULL
4.11 |  | GAS CHLORINATION BUILDING |  |  |  | 0 | 0 | 0 | 0 | 0 | 0 | FALSE |  |  | 0 | NULL
4.11.1 |  | MECHANICAL COMPONENTS (MAIN) |  |  |  | 0 | 0 | 0 | 0 | 0 | 0 | FALSE |  |  | 0 | NULL
4.11.1.1 |  | 140 LITER, 300 BAR INERT GAS CYLINDER - MODEL: NF IG541-300-140 - NAFFCO COMPLETE WITH: '- 140 LITER 356 MM DIA. CYLINDER FILLED WITH IG-541 AGENT - DISCHARGE HEAD VALVE WITH PRESSURE GAUGE, PRESSURE SWITH FOR 300 BAR - SAFETY/PROTECTION CAP, - CYLINDER ID LABEL FOR 300 BAR, IG-541 GAS, 140 LTR. - CONSTANT PRESSURE REGULATOR FOR 300 BAR, MODEL B08400003-NF, - GASKET, MODEL 024100104-NF | NAFFCO | NF IG541-300-140 | SETS | 9 | 5820 | 1666 | 0 | 14994 | 0 | FALSE |  |  | 0 | NULL
4.11.1.2 | 10341512133 | ELECTRO MAGNETIC DEVICE WITH DIODE, INLET THREADED TO M42 X 1.5, 24V DC, 0.5 A, IP 65 RATED, P/N.# B04425146 FOR UL LISTED FIRE SUPPRESSION SYSTEM (REFER ITEM.# 10341512136) | NAFFCO | B04425148 | NOS | 2 | 790 | 227 | 0 | 454 | 0 | FALSE |  |  | 0 | NULL
4.11.1.3 | 10349012810 | RESET TOOL FOR ELECTRO MAGNETIC DEVICE FOR INERT GAS SYSTEM, P/N.# 029210064 (OLD P/N.# 023000064) - NAFFCO | NAFFCO | 029210064 (023000064) | NOS | 2 | 110 | 32 | 0 | 64 | 0 | FALSE |  |  | 0 | NULL
4.11.1.4 | 10341512120 | MANUAL / PNEUMATIC RELEASE DEVICE, WP 300 BAR, INLET THREADED TO M42 X 1.5, PNEUMATIC LINE CONNECTION G 1/8", P/N.# B04420065-NF FOR UL LISTED FIRE SUPPRESSION SYSTEM | NAFFCO | B04420065 | NOS | 2 | 120 | 35 | 0 | 70 | 0 | FALSE |  |  | 0 | NULL
4.11.1.5 | 10341512122 | PNEUMATIC RELEASE DEVICE, WP 300 BAR, INLET THREADED TO M42 X 1.5, PNEUMATIC LINE CONNECTION G 1/8", P/N.# B04420066NF FOR UL LISTED FIRE SUPPRESSION SYSTEM | NAFFCO | B04420066 | NOS | 7 | 80 | 23 | 0 | 161 | 0 | FALSE |  |  | 0 | NULL
4.11.1.6 | 10343512025 | DISCHARGE HOSE, DN16, WP 350 BAR, B/P 1400 BAR, 400MM LENGTH, INLET FEMALE THREAD TO W 21.8 X 1/14" TO DIN 477 & OUTLET FEMALE THREAD TO G 3/4", P/N.# B06920225-NF FOR NAFFCOINERT UL CLEAN AGENT FIRE SUPPRESSION SYSTEM | NAFFCO | B06920225-NF | NOS | 9 | 180 | 52 | 0 | 468 | 0 | FALSE |  |  | 0 | NULL
4.11.1.7 | 10343012208 | MANIFOLD CHECK VALVE, BRASS, MAX W/P 100 BAR, TP 150 BAR, HOSE CONNECTION THREAD G3/4", MANIFOLD CONNECTION THREAD R1" DN12, P/N.# B04600008-NF FOR UL LISTED FIRE SUPPRESSION SYSTEM | NAFFCO | B04600008 | NOS | 9 | 130 | 38 | 0 | 342 | 0 | FALSE |  |  | 0 | NULL
4.11.1.8 | 10343512032 | PILOT HOSE, SYNTHETIC RUBBER OIL RESISTANT W/STRAIGHT FITTINGS M12 X 1.5 FEMALE THREAD IN BOTH ENDS, 700MM LONG, W/P 400 BAR, B/P 1600 BAR, TEMP RANGE: -40 C. TO 100 C, P/N.# B06920212 FOR UL LISTED FIRE SUPPRESSION SYSTEM | NAFFCO | B06920212-NF | NOS | 3 | 70 | 21 | 0 | 63 | 0 | FALSE |  |  | 0 | NULL
4.11.1.9 | 10343512033 | PILOT HOSE, SYNTHETIC RUBBER OIL RESISTANT W/STRAIGHT FITTINGS M12 X 1.5 FEMALE THREAD IN BOTH ENDS, 500MM LONG, W/P 400 BAR, B/P 1600 BAR, TEMP RANGE: -40 C. TO 100 C, P/N.# B06920213 FOR UL LISTED FIRE SUPPRESSION SYSTEM | NAFFCO | B06920213-NF | NOS | 5 | 70 | 21 | 0 | 105 | 0 | FALSE |  |  | 0 | NULL
4.11.1.10 | 10349012606 | CONNECTING ADAPTOR, M12 X 1.5 MALE THREADED & G 1/8" MALE THREADED, P/N.# 029510006 FOR UL LISTED FIRE SUPPRESSION SYSTEM | NAFFCO | 029510006 | NOS | 16 | 20 | 6 | 0 | 96 | 0 | FALSE |  |  | 0 | NULL
4.11.1.11 | 10346012640 | BLEED VALVE, P/N.# 029730040-NF FOR UL LISTED FIRE SUPPRESSION SYSTEM | NAFFCO | 029730040 | NOS | 1 | 170 | 49 | 0 | 49 | 0 | FALSE |  |  | 0 | NULL
4.11.1.12 | 10344012324 | MANIFOLD FOR 4 CYLINDER NAFFCOINERT UL CLEAN AGENT FIRE SUPPRESSION SYSTEM, 360 DIA CYLINDER, P/N.# NFIG-360-SRM4 - NAFFCO | NAFFCO | NFIG-360-SRM4 | NOS | 1 | 880 | 252 | 0 | 252 | 0 | FALSE |  |  | 0 | NULL
4.11.1.13 | 10344012325 | MANIFOLD FOR 5 CYLINDER NAFFCOINERT UL CLEAN AGENT FIRE SUPPRESSION SYSTEM, 360 DIA CYLINDER, P/N.# NFIG-360-SRM5 - NAFFCO | NAFFCO | NFIG-360-SRM5 | NOS | 1 | 1060 | 304 | 0 | 304 | 0 | FALSE |  |  | 0 | NULL
4.11.1.14 |  | MANIFOLD END CAP WITH PORT | NAFFCO |  | NOS | 2 | 150 | 43 | 0 | 86 | 0 | FALSE |  |  | 0 | NULL
4.11.1.15 |  | MANIFOLD END CAP WITHOUT PORT | NAFFCO |  | NOS | 2 | 100 | 29 | 0 | 58 | 0 | FALSE |  |  | 0 | NULL
4.11.1.16 | 10344212379 | RACK ASSEMBLY FOR 9 CYLINDERS, DOUBLE ROW, FLOOR MOUNTING TYPE, CYLINDER DIA: 360MM, CAPACITY: 67L, 80L & 140L, PRESSURE RATING: 200 / 300BAR, MODEL: NFIG-RA02-051F FOR NAFFCOINERT UL CLEAN AGENT FIRE SUPPRESSION SYSTEM - NAFFCO | NAFFCO | NFIG-RA02-051F | NOS | 1 | 660 | 189 | 0 | 189 | 0 | FALSE |  |  | 0 | NULL
4.11.1.17 | 10342513010 | SELECTOR VALVE 1" (25MM), MODEL: B05511050-NF - NAFFCO | NAFFCO | B05511050-NF | NOS | 1 | 3540.2175 | 1013 | 0 | 1013 | 0 | FALSE |  |  | 0 | NULL
4.11.1.18 | 10342513020 | SELECTOR VALVE 2" (50MM), MODEL: B05511250-NF - NAFFCO | NAFFCO | B05511250-NF | NOS | 1 | 4796.9375 | 1373 | 0 | 1373 | 0 | FALSE |  |  | 0 | NULL
4.11.1.19 |  | PILOT CYLINDER ASSEMBLY (FOR MIULTI-ZONE) MAIN+STANDBY COMPLETE WITH ALL ACCESSORIES REQUIRED FOR THIS ASSEMBLY: - HIGH PRESSURE PRMIARY REGULATOR (SET PRESSURE - 6 TO 10 BAR) UL LISTED - 1/4" HIGH PRESSURE PILOT HOSE - CONSTANT FLOW PRESSURE DISHARGE REGULATOR - B8400003-NF - DISCHARGE VALVE, PART NUMBER: B04801218-NF - ELECTROMAGNETIC RELEASE DEVICE, PART NUMBER: B044425146-NF - MANUAL/PNEUMATIC RELEASE DEVICE, PART NUMBER: B04420065-NF - PRESSURE GAUGE, PART NUMBER: 029720221-NF - PILOT CYLINDER, W28.8x14TPI THREADS TO 25E EN ISO 113631-1 - POP OFF VALVE, SET PRESSURE 175 PSI 1/2" CARBON STEEL 300 BAR RATED CHECK VALVE HIGH PRESSURE FITTINGS, HOSE & OTHER ACCESSORIES TO COMPLETE THE ASSEMBLY | NAFFCO |  | NOS | 4 | 6935.9419 | 1985 | 0 | 7940 | 0 | FALSE |  |  | 0 | NULL
4.11.1.20 |  | DISCHARGE NOZZLE | NAFFCO | NAFFCO | NOS | 14 | 180 | 52 | 0 | 728 | 0 | FALSE |  |  | 0 | NULL
4.11.1.21 | 10341512137 | PRESSURE RELIEF DEVICE FOR MANIFOLD, P/N.# 029730037 FOR NAFFCOINERT UL CLEAN AGENT FIRE SUPPRESSION SYSTEM | NAFFCO | P/N #29730037 | NOS | 2 | 1900 | 544 | 0 | 1088 | 0 | FALSE |  |  | 0 | NULL
4.11.1.22 | 10341512022 | PRESSURE & FLOW DETECTOR SWITCH, P/N.# 028250050 FOR NAFFCOINERT UL CLEAN AGENT FIRE SUPPRESSION SYSTEM | NAFFCO | P/N # 28250050 | NOS | 2 | 690 | 198 | 0 | 396 | 0 | FALSE |  |  | 0 | NULL
4.11.1.23 |  | CHECK VALVE IN CYLINDER MANIFOLD/MAIN RESERVE HEADER PIPE - 2" | NAFFCO | 504.110008BI | NOS | 2 | 727.3048 | 209 | 0 | 418 | 0 | FALSE |  |  | 0 | NULL
4.11.1.24 |  | WARNING SIGN | NAFFCO |  | SET | 2 | 300 | 86 | 0 | 172 | 0 | FALSE |  |  | 0 | NULL
4.11.2 |  | ELECTRICAL COMPONENTS |  |  |  | 0 | 0 | 0 | 0 | 0 | 0 | FALSE |  |  | 0 | NULL
4.11.2.1 |  | 2 LOOP ADDRESSABLE FIRE EXTINGUISHING PANEL, COMPLETE WITH: 2 SET X 18 AH 12 V DC NI-CD BATTERY | Cheetah Xi - FIKE / YUASA / DAHUA** | 10-068-R-1-L | SETS | 1 | 8500 | 2432 | 0 | 2432 | 0 | FALSE |  |  | 0 | NULL
4.11.2.2 |  | PHOTOELECTRIC SMOKE DETECTOR w/base | FIKE | 63-1058 & 63-1061 | NOS | 10 | 450 | 129 | 0 | 1290 | 0 | FALSE |  |  | 0 | NULL
4.11.2.3 |  | REMOTE INDICATOR | SYSTEM SENSOR | RA100Z | NOS | 4 | 100 | 29 | 0 | 116 | 0 | FALSE |  |  | 0 | NULL
4.11.2.4 |  | HORN | e2S | A100DC024MA1A1R | NOS | 2 | 1050 | 301 | 0 | 602 | 0 | FALSE |  |  | 0 | NULL
4.11.2.5 |  | STROBE HORN | SHIELD | SH-HSIR | NOS | 2 | 150 | 43 | 0 | 86 | 0 | FALSE |  |  | 0 | NULL
4.11.2.6 |  | STROBE LIGHT WITH BACKBOX | SHIELD | S-C8057 | NOS | 2 | 88 | 26 | 0 | 52 | 0 | FALSE |  |  | 0 | NULL
4.11.2.7 |  | MAIN RESERVE SELECTOR SWITCH WITH BACKBOX 1 NO. X MAIN/RESERVE SELECTOR SWITCH 1 NO. X SUITABLE BASE PLATE TO MOUNT DPDT RELAYS AND TERMINALS 2 NO. X DPDT RELAY CONTACTS/SUITABLE RELAYS PLUG IN SOCKTES 26 NOS. X TERMINALS IN DIN RAIL 13 NOS. X M20 BRASS/PVC CABLE GLANDS SUITED FOR 2 CORE X 1.5 UNARMOURED CABLE 13 NOS. X PVC SHROUDS WITH EARTH TAG 13 NOS. X CABLE ENTRY FOR 2 CORE X 1.5 UNARMOURED CABLE 1 NO. X CUSTOM FABRICATED BOX OF SUITABLE SIZE ACCOMODATING THE ABOVE ITEMS | FIKE | 10-2967 | SETS | 1 | 345 | 99 | 0 | 99 | 0 | FALSE |  |  | 0 | NULL
4.11.2.8 |  | ABORT SWITCHES WITH BACKBOX | FIKE | 10-1639 | NOS | 2 | 360 | 103 | 0 | 206 | 0 | FALSE |  |  | 0 | NULL
4.11.2.9 |  | MANUAL RELEASE SWITCH WITH BACKBOX | FIKE | 10‐2963 | NOS | 2 | 435 | 125 | 0 | 250 | 0 | FALSE |  |  | 0 | NULL
4.11.2.10 |  | STI WEATHERPROOF COVER FOR SWITCHES (IP54) | STI STOPPER | STI 3150 | NOS | 2 | 352 | 101 | 0 | 202 | 0 | FALSE |  |  | 0 | NULL
4.11.2.11 |  | RELEASE CONTROL MODULE W/ ISOLATOR BASE | FIKE | 55 -053 | NOS | 4 | 1140 | 327 | 0 | 1308 | 0 | FALSE |  |  | 0 | NULL
4.11.2.12 |  | MINI MONITOR MODULE W/ ISOLATOR BASE | FIKE | 55 -050 | NOS | 3 | 340 | 98 | 0 | 294 | 0 | FALSE |  |  | 0 | NULL
4.11.2.13 |  | MONITOR MODULE W/ ISOLATOR | FIKE | 55 -046 | NOS | 20 | 380 | 109 | 0 | 2180 | 0 | FALSE |  |  | 0 | NULL
4.11.2.14 |  | CONTROL MODULE W/ ISOLATOR | FIKE | 55 -047 | NOS | 8 | 435 | 125 | 0 | 1000 | 0 | FALSE |  |  | 0 | NULL
4.11.2.15 |  | RELAY MODULE WITH ISOLATOR | FIKE | 55-048 | NOS | 2 | 388.8144 | 112 | 0 | 224 | 0 | FALSE |  |  | 0 | NULL
4.11.2.16 |  | POWER SUPPLY UNIT, 24V DC ,10 Amps, W / battery | FIKE | 10-2829-1-0-01-0-1-01 | NOS | 1 | 1676 | 480 | 0 | 480 | 0 | FALSE |  |  | 0 | NULL
4.11.2.17 |  | WEATHER PROOF STATUS INDICATOR WITH KEY SWITCH | FIKE | 02-13946 | NOS | 2 | 4531.345 | 1297 | 0 | 2594 | 0 | FALSE |  |  | 0 | NULL
4.11.2.18 |  | ILLUMINATED WARNING SIGN "DONT ENTER GAS DISCHARGED" - WEATHER PROOF | SHIELD/AMPAC | SK27202/ Enclsoure: 4210-0120 & Fascia Plate: 4210-013 | NOS | 2 | 2750 | 787 | 0 | 1574 | 0 | FALSE |  |  | 0 | NULL
4.11.3 |  | MECHANICAL COMPONENTS (RESERVE) |  |  |  | 0 | 0 | 0 | 0 | 0 | 0 | FALSE |  |  | 0 | NULL
4.11.3.1 |  | 140 LITER, 300 BAR INERT GAS CYLINDER - MODEL: NF IG541-300-140 - NAFFCO COMPLETE WITH: '- 140 LITER 356 MM DIA. CYLINDER FILLED WITH IG-541 AGENT - DISCHARGE HEAD VALVE WITH PRESSURE GAUGE, PRESSURE SWITH FOR 300 BAR - SAFETY/PROTECTION CAP, - CYLINDER ID LABEL FOR 300 BAR, IG-541 GAS, 140 LTR. - CONSTANT PRESSURE REGULATOR FOR 300 BAR, MODEL B08400003-NF, - GASKET, MODEL 024100104-NF | NAFFCO | NF IG541-300-140 | SETS | 9 | 5820 | 1666 | 0 | 14994 | 0 | FALSE |  |  | 0 | NULL
4.11.3.2 | 10341512133 | ELECTRO MAGNETIC DEVICE WITH DIODE, INLET THREADED TO M42 X 1.5, 24V DC, 0.5 A, IP 65 RATED, P/N.# B04425146 FOR UL LISTED FIRE SUPPRESSION SYSTEM (REFER ITEM.# 10341512136) | NAFFCO | B04425148 | NOS | 2 | 790 | 227 | 0 | 454 | 0 | FALSE |  |  | 0 | NULL
4.11.3.3 | 10341512520 | MONITORING SWITCH FOR ELECTROMAGNETIC DEVICE FOR UL LISTED NAFFCOINERT SYSTEM, PART NO: 029905200-NF - NAFFCO | NAFFCO | 029905200-NF | NOS | 2 | 350 | 101 | 0 | 202 | 0 | FALSE |  |  | 0 | NULL
4.11.3.4 | 10341512120 | MANUAL / PNEUMATIC RELEASE DEVICE, WP 300 BAR, INLET THREADED TO M42 X 1.5, PNEUMATIC LINE CONNECTION G 1/8", P/N.# B04420065-NF FOR UL LISTED FIRE SUPPRESSION SYSTEM | NAFFCO | B04420065 | NOS | 2 | 120 | 35 | 0 | 70 | 0 | FALSE |  |  | 0 | NULL
4.11.3.5 | 10341512122 | PNEUMATIC RELEASE DEVICE, WP 300 BAR, INLET THREADED TO M42 X 1.5, PNEUMATIC LINE CONNECTION G 1/8", P/N.# B04420066NF FOR UL LISTED FIRE SUPPRESSION SYSTEM | NAFFCO | B04420066 | NOS | 7 | 80 | 23 | 0 | 161 | 0 | FALSE |  |  | 0 | NULL
4.11.3.6 | 10343512025 | DISCHARGE HOSE, DN16, WP 350 BAR, B/P 1400 BAR, 400MM LENGTH, INLET FEMALE THREAD TO W 21.8 X 1/14" TO DIN 477 & OUTLET FEMALE THREAD TO G 3/4", P/N.# B06920225-NF FOR NAFFCOINERT UL CLEAN AGENT FIRE SUPPRESSION SYSTEM | NAFFCO | B06920225-NF | NOS | 9 | 180 | 52 | 0 | 468 | 0 | FALSE |  |  | 0 | NULL
4.11.3.7 | 10343012208 | MANIFOLD CHECK VALVE, BRASS, MAX W/P 100 BAR, TP 150 BAR, HOSE CONNECTION THREAD G3/4", MANIFOLD CONNECTION THREAD R1" DN12, P/N.# B04600008-NF FOR UL LISTED FIRE SUPPRESSION SYSTEM | NAFFCO | B04600008 | NOS | 9 | 130 | 38 | 0 | 342 | 0 | FALSE |  |  | 0 | NULL
4.11.3.8 | 10343512032 | PILOT HOSE, SYNTHETIC RUBBER OIL RESISTANT W/STRAIGHT FITTINGS M12 X 1.5 FEMALE THREAD IN BOTH ENDS, 700MM LONG, W/P 400 BAR, B/P 1600 BAR, TEMP RANGE: -40 C. TO 100 C, P/N.# B06920212 FOR UL LISTED FIRE SUPPRESSION SYSTEM | NAFFCO | B06920212-NF | NOS | 3 | 70 | 21 | 0 | 63 | 0 | FALSE |  |  | 0 | NULL
4.11.3.9 | 10343512033 | PILOT HOSE, SYNTHETIC RUBBER OIL RESISTANT W/STRAIGHT FITTINGS M12 X 1.5 FEMALE THREAD IN BOTH ENDS, 500MM LONG, W/P 400 BAR, B/P 1600 BAR, TEMP RANGE: -40 C. TO 100 C, P/N.# B06920213 FOR UL LISTED FIRE SUPPRESSION SYSTEM | NAFFCO | B06920213-NF | NOS | 5 | 70 | 21 | 0 | 105 | 0 | FALSE |  |  | 0 | NULL
4.11.3.10 | 10349012606 | CONNECTING ADAPTOR, M12 X 1.5 MALE THREADED & G 1/8" MALE THREADED, P/N.# 029510006 FOR UL LISTED FIRE SUPPRESSION SYSTEM | NAFFCO | 029510006 | NOS | 16 | 20 | 6 | 0 | 96 | 0 | FALSE |  |  | 0 | NULL
4.11.3.11 | 10346012640 | BLEED VALVE, P/N.# 029730040-NF FOR UL LISTED FIRE SUPPRESSION SYSTEM | NAFFCO | 029730040 | NOS | 1 | 170 | 49 | 0 | 49 | 0 | FALSE |  |  | 0 | NULL
4.11.3.12 | 10344012324 | MANIFOLD FOR 4 CYLINDER NAFFCOINERT UL CLEAN AGENT FIRE SUPPRESSION SYSTEM, 360 DIA CYLINDER, P/N.# NFIG-360-SRM4 - NAFFCO | NAFFCO | NFIG-360-SRM4 | NOS | 1 | 880 | 252 | 0 | 252 | 0 | FALSE |  |  | 0 | NULL
4.11.3.13 | 10344012325 | MANIFOLD FOR 5 CYLINDER NAFFCOINERT UL CLEAN AGENT FIRE SUPPRESSION SYSTEM, 360 DIA CYLINDER, P/N.# NFIG-360-SRM5 - NAFFCO | NAFFCO | NFIG-360-SRM5 | NOS | 1 | 1060 | 304 | 0 | 304 | 0 | FALSE |  |  | 0 | NULL
4.11.3.14 |  | MANIFOLD END CAP WITH PORT | NAFFCO |  | NOS | 2 | 150 | 43 | 0 | 86 | 0 | FALSE |  |  | 0 | NULL
4.11.3.15 |  | MANIFOLD END CAP WITHOUT PORT | NAFFCO |  | NOS | 2 | 100 | 29 | 0 | 58 | 0 | FALSE |  |  | 0 | NULL
4.11.3.16 | 10344212379 | RACK ASSEMBLY FOR 9 CYLINDERS, DOUBLE ROW, FLOOR MOUNTING TYPE, CYLINDER DIA: 360MM, CAPACITY: 67L, 80L & 140L, PRESSURE RATING: 200 / 300BAR, MODEL: NFIG-RA02-051F FOR NAFFCOINERT UL CLEAN AGENT FIRE SUPPRESSION SYSTEM - NAFFCO | NAFFCO | NFIG-RA02-051F | NOS | 1 | 660 | 189 | 0 | 189 | 0 | FALSE |  |  | 0 | NULL
4.11.3.17 |  | PRESSURE RELIEF VENT (OPTIONAL) |  |  |  | 0 | 0 | 0 | 0 | 0 | 0 | FALSE |  |  | 0 | NULL
4.11.3.18 | 15466240162 | PRESSURE RELIEF DAMPER, SIZE: 620 X 620 X 120MM, MODEL: SHXUN500 - AFP | AFP | SHXUN500 | NOS | 1 | 3329.1499 | 953 | 0 | 953 | 0 | FALSE |  |  | 0 | NULL
4.11.3.19 | 15466240142 | PRESSURE RELIEF DAMPER, SIZE: 420 X 420 X 120MM, MODEL: SHXUN300 - AFP | AFP | SHXUN300 | NOS | 1 | 1802.5525 | 516 | 0 | 516 | 0 | FALSE |  |  | 0 | NULL
4.12 |  | CW & CT SWITCHGEAR BUILDING |  |  |  | 0 | 0 | 0 | 0 | 0 | 0 | FALSE |  |  | 0 | NULL
4.12.1 |  | MECHANICAL COMPONENTS (MAIN) |  |  |  | 0 | 0 | 0 | 0 | 0 | 0 | FALSE |  |  | 0 | NULL
4.12.1.1 |  | 140 LITER, 300 BAR INERT GAS CYLINDER - MODEL: NF IG541-300-140 - NAFFCO COMPLETE WITH: '- 140 LITER 356 MM DIA. CYLINDER FILLED WITH IG-541 AGENT - DISCHARGE HEAD VALVE WITH PRESSURE GAUGE, PRESSURE SWITH FOR 300 BAR - SAFETY/PROTECTION CAP, - CYLINDER ID LABEL FOR 300 BAR, IG-541 GAS, 140 LTR. - CONSTANT PRESSURE REGULATOR FOR 300 BAR, MODEL B08400003-NF, - GASKET, MODEL 024100104-NF | NAFFCO | NF IG541-300-140 | SETS | 14 | 5820 | 1666 | 0 | 23324 | 0 | FALSE |  |  | 0 | NULL
4.12.1.2 | 10341512133 | ELECTRO MAGNETIC DEVICE WITH DIODE, INLET THREADED TO M42 X 1.5, 24V DC, 0.5 A, IP 65 RATED, P/N.# B04425146 FOR UL LISTED FIRE SUPPRESSION SYSTEM (REFER ITEM.# 10341512136) | NAFFCO | B04425148 | NOS | 2 | 790 | 227 | 0 | 454 | 0 | FALSE |  |  | 0 | NULL
4.12.1.3 | 10349012810 | RESET TOOL FOR ELECTRO MAGNETIC DEVICE FOR INERT GAS SYSTEM, P/N.# 029210064 (OLD P/N.# 023000064) - NAFFCO | NAFFCO | 029210064 (023000064) | NOS | 2 | 110 | 32 | 0 | 64 | 0 | FALSE |  |  | 0 | NULL
4.12.1.4 | 10341512120 | MANUAL / PNEUMATIC RELEASE DEVICE, WP 300 BAR, INLET THREADED TO M42 X 1.5, PNEUMATIC LINE CONNECTION G 1/8", P/N.# B04420065-NF FOR UL LISTED FIRE SUPPRESSION SYSTEM | NAFFCO | B04420065 | NOS | 2 | 120 | 35 | 0 | 70 | 0 | FALSE |  |  | 0 | NULL
4.12.1.5 | 10341512122 | PNEUMATIC RELEASE DEVICE, WP 300 BAR, INLET THREADED TO M42 X 1.5, PNEUMATIC LINE CONNECTION G 1/8", P/N.# B04420066NF FOR UL LISTED FIRE SUPPRESSION SYSTEM | NAFFCO | B04420066 | NOS | 12 | 80 | 23 | 0 | 276 | 0 | FALSE |  |  | 0 | NULL
4.12.1.6 | 10343512025 | DISCHARGE HOSE, DN16, WP 350 BAR, B/P 1400 BAR, 400MM LENGTH, INLET FEMALE THREAD TO W 21.8 X 1/14" TO DIN 477 & OUTLET FEMALE THREAD TO G 3/4", P/N.# B06920225-NF FOR NAFFCOINERT UL CLEAN AGENT FIRE SUPPRESSION SYSTEM | NAFFCO | B06920225-NF | NOS | 14 | 180 | 52 | 0 | 728 | 0 | FALSE |  |  | 0 | NULL
4.12.1.7 | 10343012208 | MANIFOLD CHECK VALVE, BRASS, MAX W/P 100 BAR, TP 150 BAR, HOSE CONNECTION THREAD G3/4", MANIFOLD CONNECTION THREAD R1" DN12, P/N.# B04600008-NF FOR UL LISTED FIRE SUPPRESSION SYSTEM | NAFFCO | B04600008 | NOS | 14 | 130 | 38 | 0 | 532 | 0 | FALSE |  |  | 0 | NULL
4.12.1.8 | 10343512032 | PILOT HOSE, SYNTHETIC RUBBER OIL RESISTANT W/STRAIGHT FITTINGS M12 X 1.5 FEMALE THREAD IN BOTH ENDS, 700MM LONG, W/P 400 BAR, B/P 1600 BAR, TEMP RANGE: -40 C. TO 100 C, P/N.# B06920212 FOR UL LISTED FIRE SUPPRESSION SYSTEM | NAFFCO | B06920212-NF | NOS | 5 | 70 | 21 | 0 | 105 | 0 | FALSE |  |  | 0 | NULL
4.12.1.9 | 10343512033 | PILOT HOSE, SYNTHETIC RUBBER OIL RESISTANT W/STRAIGHT FITTINGS M12 X 1.5 FEMALE THREAD IN BOTH ENDS, 500MM LONG, W/P 400 BAR, B/P 1600 BAR, TEMP RANGE: -40 C. TO 100 C, P/N.# B06920213 FOR UL LISTED FIRE SUPPRESSION SYSTEM | NAFFCO | B06920213-NF | NOS | 8 | 70 | 21 | 0 | 168 | 0 | FALSE |  |  | 0 | NULL
4.12.1.10 | 10349012606 | CONNECTING ADAPTOR, M12 X 1.5 MALE THREADED & G 1/8" MALE THREADED, P/N.# 029510006 FOR UL LISTED FIRE SUPPRESSION SYSTEM | NAFFCO | 029510006 | NOS | 26 | 20 | 6 | 0 | 156 | 0 | FALSE |  |  | 0 | NULL
4.12.1.11 | 10346012640 | BLEED VALVE, P/N.# 029730040-NF FOR UL LISTED FIRE SUPPRESSION SYSTEM | NAFFCO | 029730040 | NOS | 1 | 170 | 49 | 0 | 49 | 0 | FALSE |  |  | 0 | NULL
4.12.1.12 | 10344012322 | MANIFOLD FOR 2 CYLINDER NAFFCOINERT UL CLEAN AGENT FIRE SUPPRESSION SYSTEM, 360 DIA CYLINDER, P/N.# NFIG-360-SRM2 - NAFFCO | NAFFCO | NFIG-360-SRM2 | NOS | 2 | 630 | 181 | 0 | 362 | 0 | FALSE |  |  | 0 | NULL
4.12.1.13 | 10344012325 | MANIFOLD FOR 5 CYLINDER NAFFCOINERT UL CLEAN AGENT FIRE SUPPRESSION SYSTEM, 360 DIA CYLINDER, P/N.# NFIG-360-SRM5 - NAFFCO | NAFFCO | NFIG-360-SRM5 | NOS | 2 | 1060 | 304 | 0 | 608 | 0 | FALSE |  |  | 0 | NULL
4.12.1.14 |  | MANIFOLD END CAP WITH PORT | NAFFCO |  | NOS | 4 | 150 | 43 | 0 | 172 | 0 | FALSE |  |  | 0 | NULL
4.12.1.15 |  | MANIFOLD END CAP WITHOUT PORT | NAFFCO |  | NOS | 2 | 100 | 29 | 0 | 58 | 0 | FALSE |  |  | 0 | NULL
4.12.1.16 | 10344212380 | RACK ASSEMBLY FOR 10 CYLINDERS, DOUBLE ROW, FLOOR MOUNTING TYPE, CYLINDER DIA: 360MM, CAPACITY: 67L, 80L & 140L, PRESSURE RATING: 200 / 300BAR, MODEL: NFIG-RA02-050F FOR NAFFCOINERT UL CLEAN AGENT FIRE SUPPRESSION SYSTEM - NAFFCO | NAFFCO | NFIG-RA02-050F | NOS | 1 | 680 | 195 | 0 | 195 | 0 | FALSE |  |  | 0 | NULL
4.12.1.17 | 10344212374 | RACK ASSEMBLY FOR 4 CYLINDERS, DOUBLE ROW, FLOOR MOUNTING TYPE, CYLINDER DIA: 360MM, CAPACITY: 67L, 80L & 140L, PRESSURE RATING: 200 / 300BAR, MODEL: NFIG-RA02-020F FOR NAFFCOINERT UL CLEAN AGENT FIRE SUPPRESSION SYSTEM - NAFFCO | NAFFCO | NFIG-RA02-020F | NOS | 1 | 540 | 155 | 0 | 155 | 0
4.12.1.18 | 10342513015 | SELECTOR VALVE 1-1/2" (40MM), MODEL: B05511150-NF - NAFFCO | NAFFCO | B05511150-NF | NOS | 1 | 4749.5598 | 1359 | 0 | 1359 | 0 | FALSE |  |  | 0 | NULL
4.12.1.19 | 10342513025 | SELECTOR VALVE 2-1/2" (65MM), MODEL: B05511350-NF - NAFFCO | NAFFCO | B05511350-NF | NOS | 1 | 10308.3125 | 2950 | 0 | 2950 | 0 | FALSE |  |  | 0 | NULL
4.12.1.20 |  | PILOT CYLINDER ASSEMBLY (FOR MIULTI-ZONE) MAIN+STANDBY COMPLETE WITH ALL ACCESSORIES REQUIRED FOR THIS ASSEMBLY: - HIGH PRESSURE PRMIARY REGULATOR (SET PRESSURE - 6 TO 10 BAR) UL LISTED - 1/4" HIGH PRESSURE PILOT HOSE - CONSTANT FLOW PRESSURE DISHARGE REGULATOR - B8400003-NF - DISCHARGE VALVE, PART NUMBER: B04801218-NF - ELECTROMAGNETIC RELEASE DEVICE, PART NUMBER: B044425146-NF - MANUAL/PNEUMATIC RELEASE DEVICE, PART NUMBER: B04420065-NF - PRESSURE GAUGE, PART NUMBER: 029720221-NF - PILOT CYLINDER, W28.8x14TPI THREADS TO 25E EN ISO 113631-1 - POP OFF VALVE, SET PRESSURE 175 PSI 1/2" CARBON STEEL 300 BAR RATED CHECK VALVE HIGH PRESSURE FITTINGS, HOSE & OTHER ACCESSORIES TO COMPLETE THE ASSEMBLY | NAFFCO |  | NOS | 4 | 6935.9419 | 1985 | 0 | 7940 | 0 | FALSE |  |  | 0 | NULL
4.12.1.21 |  | DISCHARGE NOZZLE | NAFFCO | NAFFCO | NOS | 15 | 180 | 52 | 0 | 780 | 0 | FALSE |  |  | 0 | NULL
4.12.1.22 | 10341512137 | PRESSURE RELIEF DEVICE FOR MANIFOLD, P/N.# 029730037 FOR NAFFCOINERT UL CLEAN AGENT FIRE SUPPRESSION SYSTEM | NAFFCO | P/N #29730037 | NOS | 2 | 1900 | 544 | 0 | 1088 | 0 | FALSE |  |  | 0 | NULL
4.12.1.23 | 10341512022 | PRESSURE & FLOW DETECTOR SWITCH, P/N.# 028250050 FOR NAFFCOINERT UL CLEAN AGENT FIRE SUPPRESSION SYSTEM | NAFFCO | P/N # 28250050 | NOS | 2 | 690 | 198 | 0 | 396 | 0 | FALSE |  |  | 0 | NULL
4.12.1.24 |  | CHECK VALVE IN CYLINDER MANIFOLD/MAIN RESERVE HEADER PIPE - 2" | NAFFCO | 504.110008BI | NOS | 2 | 727.3048 | 209 | 0 | 418 | 0 | FALSE |  |  | 0 | NULL
4.12.1.25 |  | WARNING SIGN | NAFFCO |  | SET | 2 | 300 | 86 | 0 | 172 | 0 | FALSE |  |  | 0 | NULL
4.12.2 |  | ELECTRICAL COMPONENTS |  |  |  | 0 | 0 | 0 | 0 | 0 | 0 | FALSE |  |  | 0 | NULL
4.12.2.1 |  | PHOTOELECTRIC SMOKE DETECTOR w/base | FIKE | 63-1058 & 63-1061 | NOS | 14 | 450 | 129 | 0 | 1806 | 0 | FALSE |  |  | 0 | NULL
4.12.2.2 |  | REMOTE INDICATOR | SYSTEM SENSOR | RA100Z | NOS | 2 | 100 | 29 | 0 | 58 | 0 | FALSE |  |  | 0 | NULL
4.12.2.3 |  | HORN | e2S | A100DC024MA1A1R | NOS | 2 | 1050 | 301 | 0 | 602 | 0 | FALSE |  |  | 0 | NULL
4.12.2.4 |  | STROBE LIGHT WITH BACKBOX | SHIELD | S-C8057 | NOS | 2 | 88 | 26 | 0 | 52 | 0 | FALSE |  |  | 0 | NULL
4.12.2.5 |  | MAIN RESERVE SELECTOR SWITCH WITH BACKBOX 1 NO. X MAIN/RESERVE SELECTOR SWITCH 1 NO. X SUITABLE BASE PLATE TO MOUNT DPDT RELAYS AND TERMINALS 2 NO. X DPDT RELAY CONTACTS/SUITABLE RELAYS PLUG IN SOCKTES 26 NOS. X TERMINALS IN DIN RAIL 13 NOS. X M20 BRASS/PVC CABLE GLANDS SUITED FOR 2 CORE X 1.5 UNARMOURED CABLE 13 NOS. X PVC SHROUDS WITH EARTH TAG 13 NOS. X CABLE ENTRY FOR 2 CORE X 1.5 UNARMOURED CABLE 1 NO. X CUSTOM FABRICATED BOX OF SUITABLE SIZE ACCOMODATING THE ABOVE ITEMS | FIKE | 10-2967 | SETS | 1 | 345 | 99 | 0 | 99 | 0 | FALSE |  |  | 0 | NULL
4.12.2.6 |  | ABORT SWITCHES WITH BACKBOX | FIKE | 10-1639 | NOS | 2 | 360 | 103 | 0 | 206 | 0 | FALSE |  |  | 0 | NULL
4.12.2.7 |  | MANUAL RELEASE SWITCH WITH BACKBOX | FIKE | 10‐2963 | NOS | 2 | 435 | 125 | 0 | 250 | 0 | FALSE |  |  | 0 | NULL
4.12.2.8 |  | STI WEATHERPROOF COVER FOR SWITCHES (IP54) | STI STOPPER | STI 3150 | NOS | 2 | 352 | 101 | 0 | 202 | 0 | FALSE |  |  | 0 | NULL
4.12.2.9 |  | RELEASE CONTROL MODULE W/ ISOLATOR BASE | FIKE | 55 -053 | NOS | 4 | 1140 | 327 | 0 | 1308 | 0 | FALSE |  |  | 0 | NULL
4.12.2.10 |  | MINI MONITOR MODULE W/ ISOLATOR BASE | FIKE | 55 -050 | NOS | 3 | 340 | 98 | 0 | 294 | 0 | FALSE |  |  | 0 | NULL
4.12.2.11 |  | MONITOR MODULE W/ ISOLATOR | FIKE | 55 -046 | NOS | 25 | 380 | 109 | 0 | 2725 | 0 | FALSE |  |  | 0 | NULL
4.12.2.12 |  | CONTROL MODULE W/ ISOLATOR | FIKE | 55 -047 | NOS | 8 | 435 | 125 | 0 | 1000 | 0 | FALSE |  |  | 0 | NULL
4.12.2.13 |  | RELAY MODULE WITH ISOLATOR | FIKE | 55-048 | NOS | 2 | 388.8144 | 112 | 0 | 224 | 0 | FALSE |  |  | 0 | NULL
4.12.2.14 |  | POWER SUPPLY UNIT, 24V DC ,10 Amps, W / battery | FIKE | 10-2829-1-0-01-0-1-01 | NOS | 1 | 1676 | 480 | 0 | 480 | 0 | FALSE |  |  | 0 | NULL
4.12.2.15 |  | WEATHER PROOF STATUS INDICATOR WITH KEY SWITCH | FIKE | 02-13946 | NOS | 2 | 4531.345 | 1297 | 0 | 2594 | 0 | FALSE |  |  | 0 | NULL
4.12.2.16 |  | ILLUMINATED WARNING SIGN "DONT ENTER GAS DISCHARGED" - WEATHER PROOF | SHIELD/AMPAC | SK27202/ Enclsoure: 4210-0120 & Fascia Plate: 4210-013 | NOS | 2 | 2750 | 787 | 0 | 1574 | 0 | FALSE |  |  | 0 | NULL
4.12.3 |  | MECHANICAL COMPONENTS (RESERVE) |  |  |  | 0 | 0 | 0 | 0 | 0 | 0 | FALSE |  |  | 0 | NULL
4.12.3.1 |  | 140 LITER, 300 BAR INERT GAS CYLINDER - MODEL: NF IG541-300-140 - NAFFCO COMPLETE WITH: '- 140 LITER 356 MM DIA. CYLINDER FILLED WITH IG-541 AGENT - DISCHARGE HEAD VALVE WITH PRESSURE GAUGE, PRESSURE SWITH FOR 300 BAR - SAFETY/PROTECTION CAP, - CYLINDER ID LABEL FOR 300 BAR, IG-541 GAS, 140 LTR. - CONSTANT PRESSURE REGULATOR FOR 300 BAR, MODEL B08400003-NF, - GASKET, MODEL 024100104-NF | NAFFCO | NF IG541-300-140 | SETS | 14 | 5820 | 1666 | 0 | 23324 | 0 | FALSE |  |  | 0 | NULL
4.12.3.2 | 10341512133 | ELECTRO MAGNETIC DEVICE WITH DIODE, INLET THREADED TO M42 X 1.5, 24V DC, 0.5 A, IP 65 RATED, P/N.# B04425146 FOR UL LISTED FIRE SUPPRESSION SYSTEM (REFER ITEM.# 10341512136) | NAFFCO | B04425148 | NOS | 2 | 790 | 227 | 0 | 454 | 0 | FALSE |  |  | 0 | NULL
4.12.3.3 | 10341512520 | MONITORING SWITCH FOR ELECTROMAGNETIC DEVICE FOR UL LISTED NAFFCOINERT SYSTEM, PART NO: 029905200-NF - NAFFCO | NAFFCO | 029905200-NF | NOS | 2 | 350 | 101 | 0 | 202 | 0 | FALSE |  |  | 0 | NULL
4.12.3.4 | 10341512120 | MANUAL / PNEUMATIC RELEASE DEVICE, WP 300 BAR, INLET THREADED TO M42 X 1.5, PNEUMATIC LINE CONNECTION G 1/8", P/N.# B04420065-NF FOR UL LISTED FIRE SUPPRESSION SYSTEM | NAFFCO | B04420065 | NOS | 2 | 120 | 35 | 0 | 70 | 0 | FALSE |  |  | 0 | NULL
4.12.3.5 | 10341512122 | PNEUMATIC RELEASE DEVICE, WP 300 BAR, INLET THREADED TO M42 X 1.5, PNEUMATIC LINE CONNECTION G 1/8", P/N.# B04420066NF FOR UL LISTED FIRE SUPPRESSION SYSTEM | NAFFCO | B04420066 | NOS | 12 | 80 | 23 | 0 | 276 | 0 | FALSE |  |  | 0 | NULL
4.12.3.6 | 10343512025 | DISCHARGE HOSE, DN16, WP 350 BAR, B/P 1400 BAR, 400MM LENGTH, INLET FEMALE THREAD TO W 21.8 X 1/14" TO DIN 477 & OUTLET FEMALE THREAD TO G 3/4", P/N.# B06920225-NF FOR NAFFCOINERT UL CLEAN AGENT FIRE SUPPRESSION SYSTEM | NAFFCO | B06920225-NF | NOS | 14 | 180 | 52 | 0 | 728 | 0 | FALSE |  |  | 0 | NULL
4.12.3.7 | 10343012208 | MANIFOLD CHECK VALVE, BRASS, MAX W/P 100 BAR, TP 150 BAR, HOSE CONNECTION THREAD G3/4", MANIFOLD CONNECTION THREAD R1" DN12, P/N.# B04600008-NF FOR UL LISTED FIRE SUPPRESSION SYSTEM | NAFFCO | B04600008 | NOS | 14 | 130 | 38 | 0 | 532 | 0 | FALSE |  |  | 0 | NULL
4.12.3.8 | 10343512032 | PILOT HOSE, SYNTHETIC RUBBER OIL RESISTANT W/STRAIGHT FITTINGS M12 X 1.5 FEMALE THREAD IN BOTH ENDS, 700MM LONG, W/P 400 BAR, B/P 1600 BAR, TEMP RANGE: -40 C. TO 100 C, P/N.# B06920212 FOR UL LISTED FIRE SUPPRESSION SYSTEM | NAFFCO | B06920212-NF | NOS | 5 | 70 | 21 | 0 | 105 | 0 | FALSE |  |  | 0 | NULL
4.12.3.9 | 10343512033 | PILOT HOSE, SYNTHETIC RUBBER OIL RESISTANT W/STRAIGHT FITTINGS M12 X 1.5 FEMALE THREAD IN BOTH ENDS, 500MM LONG, W/P 400 BAR, B/P 1600 BAR, TEMP RANGE: -40 C. TO 100 C, P/N.# B06920213 FOR UL LISTED FIRE SUPPRESSION SYSTEM | NAFFCO | B06920213-NF | NOS | 8 | 70 | 21 | 0 | 168 | 0 | FALSE |  |  | 0 | NULL
4.12.3.10 | 10349012606 | CONNECTING ADAPTOR, M12 X 1.5 MALE THREADED & G 1/8" MALE THREADED, P/N.# 029510006 FOR UL LISTED FIRE SUPPRESSION SYSTEM | NAFFCO | 029510006 | NOS | 26 | 20 | 6 | 0 | 156 | 0 | FALSE |  |  | 0 | NULL
4.12.3.11 | 10346012640 | BLEED VALVE, P/N.# 029730040-NF FOR UL LISTED FIRE SUPPRESSION SYSTEM | NAFFCO | 029730040 | NOS | 1 | 170 | 49 | 0 | 49 | 0 | FALSE |  |  | 0 | NULL
4.12.3.12 | 10344012322 | MANIFOLD FOR 2 CYLINDER NAFFCOINERT UL CLEAN AGENT FIRE SUPPRESSION SYSTEM, 360 DIA CYLINDER, P/N.# NFIG-360-SRM2 - NAFFCO | NAFFCO | NFIG-360-SRM2 | NOS | 2 | 630 | 181 | 0 | 362 | 0 | FALSE |  |  | 0 | NULL
4.12.3.13 | 10344012325 | MANIFOLD FOR 5 CYLINDER NAFFCOINERT UL CLEAN AGENT FIRE SUPPRESSION SYSTEM, 360 DIA CYLINDER, P/N.# NFIG-360-SRM5 - NAFFCO | NAFFCO | NFIG-360-SRM5 | NOS | 2 | 1060 | 304 | 0 | 608 | 0 | FALSE |  |  | 0 | NULL
4.12.3.14 |  | MANIFOLD END CAP WITH PORT | NAFFCO |  | NOS | 4 | 150 | 43 | 0 | 172 | 0 | FALSE |  |  | 0 | NULL
4.12.3.15 |  | MANIFOLD END CAP WITHOUT PORT | NAFFCO |  | NOS | 2 | 100 | 29 | 0 | 58 | 0 | FALSE |  |  | 0 | NULL
4.12.3.16 | 10344212380 | RACK ASSEMBLY FOR 10 CYLINDERS, DOUBLE ROW, FLOOR MOUNTING TYPE, CYLINDER DIA: 360MM, CAPACITY: 67L, 80L & 140L, PRESSURE RATING: 200 / 300BAR, MODEL: NFIG-RA02-050F FOR NAFFCOINERT UL CLEAN AGENT FIRE SUPPRESSION SYSTEM - NAFFCO | NAFFCO | NFIG-RA02-050F | NOS | 1 | 680 | 195 | 0 | 195 | 0 | FALSE |  |  | 0 | NULL
4.12.3.17 | 10344212374 | RACK ASSEMBLY FOR 4 CYLINDERS, DOUBLE ROW, FLOOR MOUNTING TYPE, CYLINDER DIA: 360MM, CAPACITY: 67L, 80L & 140L, PRESSURE RATING: 200 / 300BAR, MODEL: NFIG-RA02-020F FOR NAFFCOINERT UL CLEAN AGENT FIRE SUPPRESSION SYSTEM - NAFFCO | NAFFCO | NFIG-RA02-020F | NOS | 1 | 540 | 155 | 0 | 155 | 0
4.12.3.18 |  | PRESSURE RELIEF VENT (OPTIONAL) |  |  |  | 0 | 0 | 0 | 0 | 0 | 0 | FALSE |  |  | 0 | NULL
4.12.3.19 | 15466240182 | PRESSURE RELIEF DAMPER, SIZE: 820 X 820 X 120MM, MODEL: SHXUN700 - AFP | AFP | SHXUN700 | NOS | 2 | 4166.1493 | 1192 | 0 | 2384 | 0 | FALSE |  |  | 0 | NULL
4.12.3.20 | 15466240162 | PRESSURE RELIEF DAMPER, SIZE: 620 X 620 X 120MM, MODEL: SHXUN500 - AFP | AFP | SHXUN500 | NOS | 1 | 3329.1499 | 953 | 0 | 953 | 0 | FALSE |  |  | 0 | NULL
4.13 |  | SWITCHGEAR BUILDING |  |  |  | 0 | 0 | 0 | 0 | 0 | 0 | FALSE |  |  | 0 | NULL
4.13.1 |  | MECHANICAL COMPONENTS (MAIN) |  |  |  | 0 | 0 | 0 | 0 | 0 | 0 | FALSE |  |  | 0 | NULL
4.13.1.1 |  | 140 LITER, 300 BAR INERT GAS CYLINDER - MODEL: NF IG541-300-140 - NAFFCO COMPLETE WITH: '- 140 LITER 356 MM DIA. CYLINDER FILLED WITH IG-541 AGENT - DISCHARGE HEAD VALVE WITH PRESSURE GAUGE, PRESSURE SWITH FOR 300 BAR - SAFETY/PROTECTION CAP, - CYLINDER ID LABEL FOR 300 BAR, IG-541 GAS, 140 LTR. - CONSTANT PRESSURE REGULATOR FOR 300 BAR, MODEL B08400003-NF, - GASKET, MODEL 024100104-NF | NAFFCO | NF IG541-300-140 | SETS | 97 | 5820 | 1666 | 0 | 161602 | 0 | FALSE |  |  | 0 | NULL
4.13.1.2 | 10341512133 | ELECTRO MAGNETIC DEVICE WITH DIODE, INLET THREADED TO M42 X 1.5, 24V DC, 0.5 A, IP 65 RATED, P/N.# B04425146 FOR UL LISTED FIRE SUPPRESSION SYSTEM (REFER ITEM.# 10341512136) | NAFFCO | B04425148 | NOS | 5 | 790 | 227 | 0 | 1135 | 0 | FALSE |  |  | 0 | NULL
4.13.1.3 | 10349012810 | RESET TOOL FOR ELECTRO MAGNETIC DEVICE FOR INERT GAS SYSTEM, P/N.# 029210064 (OLD P/N.# 023000064) - NAFFCO | NAFFCO | 029210064 (023000064) | NOS | 5 | 110 | 32 | 0 | 160 | 0 | FALSE |  |  | 0 | NULL
4.13.1.4 | 10341512120 | MANUAL / PNEUMATIC RELEASE DEVICE, WP 300 BAR, INLET THREADED TO M42 X 1.5, PNEUMATIC LINE CONNECTION G 1/8", P/N.# B04420065-NF FOR UL LISTED FIRE SUPPRESSION SYSTEM | NAFFCO | B04420065 | NOS | 5 | 120 | 35 | 0 | 175 | 0 | FALSE |  |  | 0 | NULL
4.13.1.5 | 10341512122 | PNEUMATIC RELEASE DEVICE, WP 300 BAR, INLET THREADED TO M42 X 1.5, PNEUMATIC LINE CONNECTION G 1/8", P/N.# B04420066NF FOR UL LISTED FIRE SUPPRESSION SYSTEM | NAFFCO | B04420066 | NOS | 92 | 80 | 23 | 0 | 2116 | 0 | FALSE |  |  | 0 | NULL
4.13.1.6 | 10343512025 | DISCHARGE HOSE, DN16, WP 350 BAR, B/P 1400 BAR, 400MM LENGTH, INLET FEMALE THREAD TO W 21.8 X 1/14" TO DIN 477 & OUTLET FEMALE THREAD TO G 3/4", P/N.# B06920225-NF FOR NAFFCOINERT UL CLEAN AGENT FIRE SUPPRESSION SYSTEM | NAFFCO | B06920225-NF | NOS | 97 | 180 | 52 | 0 | 5044 | 0 | FALSE |  |  | 0 | NULL
4.13.1.7 | 10343012208 | MANIFOLD CHECK VALVE, BRASS, MAX W/P 100 BAR, TP 150 BAR, HOSE CONNECTION THREAD G3/4", MANIFOLD CONNECTION THREAD R1" DN12, P/N.# B04600008-NF FOR UL LISTED FIRE SUPPRESSION SYSTEM | NAFFCO | B04600008 | NOS | 97 | 130 | 38 | 0 | 3686 | 0 | FALSE |  |  | 0 | NULL
4.13.1.8 | 10343512032 | PILOT HOSE, SYNTHETIC RUBBER OIL RESISTANT W/STRAIGHT FITTINGS M12 X 1.5 FEMALE THREAD IN BOTH ENDS, 700MM LONG, W/P 400 BAR, B/P 1600 BAR, TEMP RANGE: -40 C. TO 100 C, P/N.# B06920212 FOR UL LISTED FIRE SUPPRESSION SYSTEM | NAFFCO | B06920212-NF | NOS | 22 | 70 | 21 | 0 | 462 | 0 | FALSE |  |  | 0 | NULL
4.13.1.9 | 10343512033 | PILOT HOSE, SYNTHETIC RUBBER OIL RESISTANT W/STRAIGHT FITTINGS M12 X 1.5 FEMALE THREAD IN BOTH ENDS, 500MM LONG, W/P 400 BAR, B/P 1600 BAR, TEMP RANGE: -40 C. TO 100 C, P/N.# B06920213 FOR UL LISTED FIRE SUPPRESSION SYSTEM | NAFFCO | B06920213-NF | NOS | 70 | 70 | 21 | 0 | 1470 | 0 | FALSE |  |  | 0 | NULL
4.13.1.10 | 10349012606 | CONNECTING ADAPTOR, M12 X 1.5 MALE THREADED & G 1/8" MALE THREADED, P/N.# 029510006 FOR UL LISTED FIRE SUPPRESSION SYSTEM | NAFFCO | 029510006 | NOS | 184 | 20 | 6 | 0 | 1104 | 0 | FALSE |  |  | 0 | NULL
4.13.1.11 | 10346012640 | BLEED VALVE, P/N.# 029730040-NF FOR UL LISTED FIRE SUPPRESSION SYSTEM | NAFFCO | 029730040 | NOS | 3 | 170 | 49 | 0 | 147 | 0 | FALSE |  |  | 0 | NULL
4.13.1.12 | 10344012323 | MANIFOLD FOR 3 CYLINDER NAFFCOINERT UL CLEAN AGENT FIRE SUPPRESSION SYSTEM, 360 DIA CYLINDER, P/N.# NFIG-360-SRM3 - NAFFCO | NAFFCO | NFIG-360-SRM3 | NOS | 1 | 880 | 252 | 0 | 252 | 0 | FALSE |  |  | 0 | NULL
4.13.1.13 | 10344012324 | MANIFOLD FOR 4 CYLINDER NAFFCOINERT UL CLEAN AGENT FIRE SUPPRESSION SYSTEM, 360 DIA CYLINDER, P/N.# NFIG-360-SRM4 - NAFFCO | NAFFCO | NFIG-360-SRM4 | NOS | 1 | 880 | 252 | 0 | 252 | 0 | FALSE |  |  | 0 | NULL
4.13.1.14 | 10344012325 | MANIFOLD FOR 5 CYLINDER NAFFCOINERT UL CLEAN AGENT FIRE SUPPRESSION SYSTEM, 360 DIA CYLINDER, P/N.# NFIG-360-SRM5 - NAFFCO | NAFFCO | NFIG-360-SRM5 | NOS | 18 | 1060 | 304 | 0 | 5472 | 0 | FALSE |  |  | 0 | NULL
4.13.1.15 |  | MANIFOLD END CAP WITH PORT | NAFFCO |  | NOS | 20 | 150 | 43 | 0 | 860 | 0 | FALSE |  |  | 0 | NULL
4.13.1.16 |  | MANIFOLD END CAP WITHOUT PORT | NAFFCO |  | NOS | 6 | 100 | 29 | 0 | 174 | 0 | FALSE |  |  | 0 | NULL
4.13.1.17 |  | RACK ASSEMBLY FOR 10 CYLINDERS, DOUBLE ROW, FLOOR MOUNTING TYPE, CYLINDER DIA: 360MM, CAPACITY: 67L, 80L & 140L, PRESSURE RATING: 200 / 300BAR, MODEL: NFIG-RA02-050F FOR NAFFCOINERT UL CLEAN AGENT FIRE SUPPRESSION SYSTEM - NAFFCO | NAFFCO | NFIG-RA02-050F | NOS | 9 | 680 | 195 | 0 | 1755 | 0 | FALSE |  |  | 0 | NULL
4.13.1.18 |  | RACK ASSEMBLY FOR 7 CYLINDERS, DOUBLE ROW, FLOOR MOUNTING TYPE, CYLINDER DIA: 267MM, CAPACITY: 67L, 80L & 140L, PRESSURE RATING: 200 / 300BAR, MODEL: NFIG-RA01-041F FOR NAFFCOINERT UL CLEAN AGENT FIRE SUPPRESSION SYSTEM - NAFFCO | NAFFCO | NFIG-RA01-041F | NOS | 1 | 580 | 166 | 0 | 166 | 0 | FALSE |  |  | 0 | NULL
4.13.1.19 | 10342513030 | SELECTOR VALVE 3" (80MM), MODEL: B05511450-NF - NAFFCO | NAFFCO | B055115450-NF | NOS | 10 | 12455.9375 | 3564 | 0 | 35640 | 0 | FALSE |  |  | 0 | NULL
4.13.1.20 |  | PILOT CYLINDER ASSEMBLY (FOR MIULTI-ZONE) MAIN+STANDBY COMPLETE WITH ALL ACCESSORIES REQUIRED FOR THIS ASSEMBLY: - HIGH PRESSURE PRMIARY REGULATOR (SET PRESSURE - 6 TO 10 BAR) UL LISTED - 1/4" HIGH PRESSURE PILOT HOSE - CONSTANT FLOW PRESSURE DISHARGE REGULATOR - B8400003-NF - DISCHARGE VALVE, PART NUMBER: B04801218-NF - ELECTROMAGNETIC RELEASE DEVICE, PART NUMBER: B044425146-NF - MANUAL/PNEUMATIC RELEASE DEVICE, PART NUMBER: B04420065-NF - PRESSURE GAUGE, PART NUMBER: 029720221-NF - PILOT CYLINDER, W28.8x14TPI THREADS TO 25E EN ISO 113631-1 - POP OFF VALVE, SET PRESSURE 175 PSI 1/2" CARBON STEEL 300 BAR RATED CHECK VALVE HIGH PRESSURE FITTINGS, HOSE & OTHER ACCESSORIES TO COMPLETE THE ASSEMBLY | NAFFCO |  | NOS | 20 | 6935.9419 | 1985 | 0 | 39700 | 0 | FALSE |  |  | 0 | NULL
4.13.1.21 |  | DISCHARGE NOZZLE | NAFFCO | NAFFCO | NOS | 160 | 180 | 52 | 0 | 8320 | 0 | FALSE |  |  | 0 | NULL
4.13.1.22 | 10341512137 | PRESSURE RELIEF DEVICE FOR MANIFOLD, P/N.# 029730037 FOR NAFFCOINERT UL CLEAN AGENT FIRE SUPPRESSION SYSTEM | NAFFCO | P/N #29730037 | NOS | 2 | 1900 | 544 | 0 | 1088 | 0 | FALSE |  |  | 0 | NULL
4.13.1.23 | 10341512022 | PRESSURE & FLOW DETECTOR SWITCH, P/N.# 028250050 FOR NAFFCOINERT UL CLEAN AGENT FIRE SUPPRESSION SYSTEM | NAFFCO | P/N # 28250050 | NOS | 10 | 690 | 198 | 0 | 1980 | 0 | FALSE |  |  | 0 | NULL
4.13.1.24 |  | WARNING SIGN | NAFFCO |  | SET | 12 | 300 | 86 | 0 | 1032 | 0 | FALSE |  |  | 0 | NULL
4.13.2 |  | ELECTRICAL COMPONENTS |  |  |  | 0 | 0 | 0 | 0 | 0 | 0 | FALSE |  |  | 0 | NULL
4.13.2.1 |  | 2 LOOP ADDRESSABLE FIRE EXTINGUISHING PANEL, COMPLETE WITH: 2 SET X 18 AH 12 V DC NI-CD BATTERY | Cheetah Xi - FIKE / YUASA / DAHUA** | 10-068-R-1-L | SETS | 1 | 8500 | 2432 | 0 | 2432 | 0 | FALSE |  |  | 0 | NULL
4.13.2.2 |  | PHOTOELECTRIC SMOKE DETECTOR w/base | FIKE | 63-1058 & 63-1061 | NOS | 134 | 450 | 129 | 0 | 17286 | 0 | FALSE |  |  | 0 | NULL
4.13.2.3 |  | HORN | e2S | A100DC024MA1A1R | NOS | 12 | 1050 | 301 | 0 | 3612 | 0 | FALSE |  |  | 0 | NULL
4.13.2.4 |  | STROBE HORN | SHIELD | SH-HSIR | NOS | 12 | 150 | 43 | 0 | 516 | 0 | FALSE |  |  | 0 | NULL
4.13.2.5 |  | STROBE LIGHT WITH BACKBOX | SHIELD | S-C8057 | NOS | 12 | 88 | 26 | 0 | 312 | 0 | FALSE |  |  | 0 | NULL
4.13.2.6 |  | MAIN RESERVE SELECTOR SWITCH WITH BACKBOX 1 NO. X MAIN/RESERVE SELECTOR SWITCH 1 NO. X SUITABLE BASE PLATE TO MOUNT DPDT RELAYS AND TERMINALS 5 NO. X DPDT RELAY CONTACTS/SUITABLE RELAYS PLUG IN SOCKTES 44 NOS. X TERMINALS IN DIN RAIL 22 NOS. X M20 BRASS/PVC CABLE GLANDS SUITED FOR 2 CORE X 1.5 UNARMOURED CABLE 22 NOS. X PVC SHROUDS WITH EARTH TAG 22 NOS. X CABLE ENTRY FOR 2 CORE X 1.5 UNARMOURED CABLE 1 NO. X CUSTOM FABRICATED BOX OF SUITABLE SIZE ACCOMODATING THE ABOVE ITEMS | FIKE | 10-2967 | SETS | 1 | 345 | 99 | 0 | 99 | 0 | FALSE |  |  | 0 | NULL
4.13.2.7 |  | ABORT SWITCHES WITH BACKBOX | FIKE | 10-1639 | NOS | 12 | 360 | 103 | 0 | 1236 | 0 | FALSE |  |  | 0 | NULL
4.13.2.8 |  | MANUAL RELEASE SWITCH WITH BACKBOX | FIKE | 10‐2963 | NOS | 12 | 435 | 125 | 0 | 1500 | 0 | FALSE |  |  | 0 | NULL
4.13.2.9 |  | STI WEATHERPROOF COVER FOR SWITCHES (IP54) | STI STOPPER | STI 3150 | NOS | 12 | 352 | 101 | 0 | 1212 | 0 | FALSE |  |  | 0 | NULL
4.13.2.10 |  | RELEASE CONTROL MODULE W/ ISOLATOR BASE | FIKE | 55 -053 | NOS | 15 | 1140 | 327 | 0 | 4905 | 0 | FALSE |  |  | 0 | NULL
4.13.2.11 |  | MINI MONITOR MODULE W/ ISOLATOR BASE | FIKE | 55 -050 | NOS | 13 | 340 | 98 | 0 | 1274 | 0 | FALSE |  |  | 0 | NULL
4.13.2.12 |  | MONITOR MODULE W/ ISOLATOR | FIKE | 55 -046 | NOS | 80 | 380 | 109 | 0 | 8720 | 0 | FALSE |  |  | 0 | NULL
4.13.2.13 |  | CONTROL MODULE W/ ISOLATOR | FIKE | 55 -047 | NOS | 48 | 435 | 125 | 0 | 6000 | 0 | FALSE |  |  | 0 | NULL
4.13.2.14 |  | RELAY MODULE WITH ISOLATOR | FIKE | 55-048 | NOS | 3 | 388.8144 | 112 | 0 | 336 | 0 | FALSE |  |  | 0 | NULL
4.13.2.15 |  | POWER SUPPLY UNIT, 24V DC ,10 Amps, W / battery | FIKE | 10-2829-1-0-01-0-1-01 | NOS | 1 | 1676 | 480 | 0 | 480 | 0 | FALSE |  |  | 0 | NULL
4.13.2.16 |  | WEATHER PROOF STATUS INDICATOR WITH KEY SWITCH | FIKE | 02-13946 | NOS | 12 | 4531.345 | 1297 | 0 | 15564 | 0 | FALSE |  |  | 0 | NULL
4.13.2.17 |  | ILLUMINATED WARNING SIGN "DONT ENTER GAS DISCHARGED" - WEATHER PROOF | SHIELD/AMPAC | SK27202/ Enclsoure: 4210-0120 & Fascia Plate: 4210-013 | NOS | 12 | 2750 | 787 | 0 | 9444 | 0 | FALSE |  |  | 0 | NULL
4.13.3 |  | MECHANICAL COMPONENTS (RESERVE) |  |  |  | 0 | 0 | 0 | 0 | 0 | 0 | FALSE |  |  | 0 | NULL
4.13.3.1 |  | 140 LITER, 300 BAR INERT GAS CYLINDER - MODEL: NF IG541-300-140 - NAFFCO COMPLETE WITH: '- 140 LITER 356 MM DIA. CYLINDER FILLED WITH IG-541 AGENT - DISCHARGE HEAD VALVE WITH PRESSURE GAUGE, PRESSURE SWITH FOR 300 BAR - SAFETY/PROTECTION CAP, - CYLINDER ID LABEL FOR 300 BAR, IG-541 GAS, 140 LTR. - CONSTANT PRESSURE REGULATOR FOR 300 BAR, MODEL B08400003-NF, - GASKET, MODEL 024100104-NF | NAFFCO | NF IG541-300-140 | SETS | 97 | 5820 | 1666 | 0 | 161602 | 0 | FALSE |  |  | 0 | NULL
4.13.3.2 | 10341512133 | ELECTRO MAGNETIC DEVICE WITH DIODE, INLET THREADED TO M42 X 1.5, 24V DC, 0.5 A, IP 65 RATED, P/N.# B04425146 FOR UL LISTED FIRE SUPPRESSION SYSTEM (REFER ITEM.# 10341512136) | NAFFCO | B04425148 | NOS | 5 | 790 | 227 | 0 | 1135 | 0 | FALSE |  |  | 0 | NULL
4.13.3.3 | 10341512520 | MONITORING SWITCH FOR ELECTROMAGNETIC DEVICE FOR UL LISTED NAFFCOINERT SYSTEM, PART NO: 029905200-NF - NAFFCO | NAFFCO | 029905200-NF | NOS | 5 | 350 | 101 | 0 | 505 | 0 | FALSE |  |  | 0 | NULL
4.13.3.4 | 10341512120 | MANUAL / PNEUMATIC RELEASE DEVICE, WP 300 BAR, INLET THREADED TO M42 X 1.5, PNEUMATIC LINE CONNECTION G 1/8", P/N.# B04420065-NF FOR UL LISTED FIRE SUPPRESSION SYSTEM | NAFFCO | B04420065 | NOS | 5 | 120 | 35 | 0 | 175 | 0 | FALSE |  |  | 0 | NULL
4.13.3.5 | 10341512122 | PNEUMATIC RELEASE DEVICE, WP 300 BAR, INLET THREADED TO M42 X 1.5, PNEUMATIC LINE CONNECTION G 1/8", P/N.# B04420066NF FOR UL LISTED FIRE SUPPRESSION SYSTEM | NAFFCO | B04420066 | NOS | 92 | 80 | 23 | 0 | 2116 | 0 | FALSE |  |  | 0 | NULL
4.13.3.6 | 10343512025 | DISCHARGE HOSE, DN16, WP 350 BAR, B/P 1400 BAR, 400MM LENGTH, INLET FEMALE THREAD TO W 21.8 X 1/14" TO DIN 477 & OUTLET FEMALE THREAD TO G 3/4", P/N.# B06920225-NF FOR NAFFCOINERT UL CLEAN AGENT FIRE SUPPRESSION SYSTEM | NAFFCO | B06920225-NF | NOS | 97 | 180 | 52 | 0 | 5044 | 0 | FALSE |  |  | 0 | NULL
4.13.3.7 | 10343012208 | MANIFOLD CHECK VALVE, BRASS, MAX W/P 100 BAR, TP 150 BAR, HOSE CONNECTION THREAD G3/4", MANIFOLD CONNECTION THREAD R1" DN12, P/N.# B04600008-NF FOR UL LISTED FIRE SUPPRESSION SYSTEM | NAFFCO | B04600008 | NOS | 97 | 130 | 38 | 0 | 3686 | 0 | FALSE |  |  | 0 | NULL
4.13.3.8 | 10343512032 | PILOT HOSE, SYNTHETIC RUBBER OIL RESISTANT W/STRAIGHT FITTINGS M12 X 1.5 FEMALE THREAD IN BOTH ENDS, 700MM LONG, W/P 400 BAR, B/P 1600 BAR, TEMP RANGE: -40 C. TO 100 C, P/N.# B06920212 FOR UL LISTED FIRE SUPPRESSION SYSTEM | NAFFCO | B06920212-NF | NOS | 22 | 70 | 21 | 0 | 462 | 0 | FALSE |  |  | 0 | NULL
4.13.3.9 | 10343512033 | PILOT HOSE, SYNTHETIC RUBBER OIL RESISTANT W/STRAIGHT FITTINGS M12 X 1.5 FEMALE THREAD IN BOTH ENDS, 500MM LONG, W/P 400 BAR, B/P 1600 BAR, TEMP RANGE: -40 C. TO 100 C, P/N.# B06920213 FOR UL LISTED FIRE SUPPRESSION SYSTEM | NAFFCO | B06920213-NF | NOS | 70 | 70 | 21 | 0 | 1470 | 0 | FALSE |  |  | 0 | NULL
4.13.3.10 | 10349012606 | CONNECTING ADAPTOR, M12 X 1.5 MALE THREADED & G 1/8" MALE THREADED, P/N.# 029510006 FOR UL LISTED FIRE SUPPRESSION SYSTEM | NAFFCO | 029510006 | NOS | 184 | 20 | 6 | 0 | 1104 | 0 | FALSE |  |  | 0 | NULL
4.13.3.11 | 10346012640 | BLEED VALVE, P/N.# 029730040-NF FOR UL LISTED FIRE SUPPRESSION SYSTEM | NAFFCO | 029730040 | NOS | 3 | 170 | 49 | 0 | 147 | 0 | FALSE |  |  | 0 | NULL
4.13.3.12 | 10344012323 | MANIFOLD FOR 3 CYLINDER NAFFCOINERT UL CLEAN AGENT FIRE SUPPRESSION SYSTEM, 360 DIA CYLINDER, P/N.# NFIG-360-SRM3 - NAFFCO | NAFFCO | NFIG-360-SRM3 | NOS | 1 | 880 | 252 | 0 | 252 | 0 | FALSE |  |  | 0 | NULL
4.13.3.13 | 10344012324 | MANIFOLD FOR 4 CYLINDER NAFFCOINERT UL CLEAN AGENT FIRE SUPPRESSION SYSTEM, 360 DIA CYLINDER, P/N.# NFIG-360-SRM4 - NAFFCO | NAFFCO | NFIG-360-SRM4 | NOS | 1 | 880 | 252 | 0 | 252 | 0 | FALSE |  |  | 0 | NULL
4.13.3.14 | 10344012325 | MANIFOLD FOR 5 CYLINDER NAFFCOINERT UL CLEAN AGENT FIRE SUPPRESSION SYSTEM, 360 DIA CYLINDER, P/N.# NFIG-360-SRM5 - NAFFCO | NAFFCO | NFIG-360-SRM5 | NOS | 16 | 1060 | 304 | 0 | 4864 | 0 | FALSE |  |  | 0 | NULL
4.13.3.15 |  | MANIFOLD END CAP WITH PORT | NAFFCO |  | NOS | 20 | 150 | 43 | 0 | 860 | 0 | FALSE |  |  | 0 | NULL
4.13.3.16 |  | MANIFOLD END CAP WITHOUT PORT | NAFFCO |  | NOS | 6 | 100 | 29 | 0 | 174 | 0 | FALSE |  |  | 0 | NULL
4.13.3.17 | 10344212380 | RACK ASSEMBLY FOR 10 CYLINDERS, DOUBLE ROW, FLOOR MOUNTING TYPE, CYLINDER DIA: 360MM, CAPACITY: 67L, 80L & 140L, PRESSURE RATING: 200 / 300BAR, MODEL: NFIG-RA02-050F FOR NAFFCOINERT UL CLEAN AGENT FIRE SUPPRESSION SYSTEM - NAFFCO | NAFFCO | NFIG-RA02-050F | NOS | 9 | 680 | 195 | 0 | 1755 | 0 | FALSE |  |  | 0 | NULL
4.13.3.18 |  | RACK ASSEMBLY FOR 7 CYLINDERS, DOUBLE ROW, FLOOR MOUNTING TYPE, CYLINDER DIA: 267MM, CAPACITY: 67L, 80L & 140L, PRESSURE RATING: 200 / 300BAR, MODEL: NFIG-RA01-041F FOR NAFFCOINERT UL CLEAN AGENT FIRE SUPPRESSION SYSTEM - NAFFCO | NAFFCO | NFIG-RA01-041F | NOS | 1 | 580 | 166 | 0 | 166 | 0 | FALSE |  |  | 0 | NULL
4.13.3.19 |  | PRESSURE RELIEF VENT (OPTIONAL) |  |  |  | 0 | 0 | 0 | 0 | 0 | 0 | FALSE |  |  | 0 | NULL
4.13.3.20 | 15466240212 | PRESSURE RELIEF DAMPER, SIZE: 1120 X 1120 X 120MM, MODEL: SHXUN1000 - AFP | AFP | SHXUN1000 | NOS | 8 | 5071.8648 | 1452 | 0 | 11616 | 0 | FALSE |  |  | 0 | NULL
4.14 |  | BYPASS STACK BUILDING |  |  |  | 0 | 0 | 0 | 0 | 0 | 0 | FALSE |  |  | 0 | NULL
4.14.1 |  | MECHANICAL COMPONENTS (MAIN) |  |  |  | 0 | 0 | 0 | 0 | 0 | 0 | FALSE |  |  | 0 | NULL
4.14.1.1 |  | 140 LITER, 300 BAR INERT GAS CYLINDER - MODEL: NF IG541-300-140 - NAFFCO COMPLETE WITH: '- 140 LITER 356 MM DIA. CYLINDER FILLED WITH IG-541 AGENT - DISCHARGE HEAD VALVE WITH PRESSURE GAUGE, PRESSURE SWITH FOR 300 BAR - SAFETY/PROTECTION CAP, - CYLINDER ID LABEL FOR 300 BAR, IG-541 GAS, 140 LTR. - CONSTANT PRESSURE REGULATOR FOR 300 BAR, MODEL B08400003-NF, - GASKET, MODEL 024100104-NF | NAFFCO | NF IG541-300-140 | SETS | 8 | 5820 | 1666 | 0 | 13328 | 0 | FALSE |  |  | 0 | NULL
4.14.1.2 | 10341512133 | ELECTRO MAGNETIC DEVICE WITH DIODE, INLET THREADED TO M42 X 1.5, 24V DC, 0.5 A, IP 65 RATED, P/N.# B04425146 FOR UL LISTED FIRE SUPPRESSION SYSTEM (REFER ITEM.# 10341512136) | NAFFCO | B04425148 | NOS | 1 | 790 | 227 | 0 | 227 | 0 | FALSE |  |  | 0 | NULL
4.14.1.3 | 10349012810 | RESET TOOL FOR ELECTRO MAGNETIC DEVICE FOR INERT GAS SYSTEM, P/N.# 029210064 (OLD P/N.# 023000064) - NAFFCO | NAFFCO | 029210064 (023000064) | NOS | 1 | 110 | 32 | 0 | 32 | 0 | FALSE |  |  | 0 | NULL
4.14.1.4 | 10341512120 | MANUAL / PNEUMATIC RELEASE DEVICE, WP 300 BAR, INLET THREADED TO M42 X 1.5, PNEUMATIC LINE CONNECTION G 1/8", P/N.# B04420065-NF FOR UL LISTED FIRE SUPPRESSION SYSTEM | NAFFCO | B04420065 | NOS | 1 | 120 | 35 | 0 | 35 | 0 | FALSE |  |  | 0 | NULL
4.14.1.5 | 10341512122 | PNEUMATIC RELEASE DEVICE, WP 300 BAR, INLET THREADED TO M42 X 1.5, PNEUMATIC LINE CONNECTION G 1/8", P/N.# B04420066NF FOR UL LISTED FIRE SUPPRESSION SYSTEM | NAFFCO | B04420066 | NOS | 7 | 80 | 23 | 0 | 161 | 0 | FALSE |  |  | 0 | NULL
4.14.1.6 | 10343512025 | DISCHARGE HOSE, DN16, WP 350 BAR, B/P 1400 BAR, 400MM LENGTH, INLET FEMALE THREAD TO W 21.8 X 1/14" TO DIN 477 & OUTLET FEMALE THREAD TO G 3/4", P/N.# B06920225-NF FOR NAFFCOINERT UL CLEAN AGENT FIRE SUPPRESSION SYSTEM | NAFFCO | B06920225-NF | NOS | 8 | 180 | 52 | 0 | 416 | 0 | FALSE |  |  | 0 | NULL
4.14.1.7 | 10343012208 | MANIFOLD CHECK VALVE, BRASS, MAX W/P 100 BAR, TP 150 BAR, HOSE CONNECTION THREAD G3/4", MANIFOLD CONNECTION THREAD R1" DN12, P/N.# B04600008-NF FOR UL LISTED FIRE SUPPRESSION SYSTEM | NAFFCO | B04600008 | NOS | 8 | 130 | 38 | 0 | 304 | 0 | FALSE |  |  | 0 | NULL
4.14.1.8 | 10343512032 | PILOT HOSE, SYNTHETIC RUBBER OIL RESISTANT W/STRAIGHT FITTINGS M12 X 1.5 FEMALE THREAD IN BOTH ENDS, 700MM LONG, W/P 400 BAR, B/P 1600 BAR, TEMP RANGE: -40 C. TO 100 C, P/N.# B06920212 FOR UL LISTED FIRE SUPPRESSION SYSTEM | NAFFCO | B06920212-NF | NOS | 2 | 70 | 21 | 0 | 42 | 0 | FALSE |  |  | 0 | NULL
4.14.1.9 | 10343512033 | PILOT HOSE, SYNTHETIC RUBBER OIL RESISTANT W/STRAIGHT FITTINGS M12 X 1.5 FEMALE THREAD IN BOTH ENDS, 500MM LONG, W/P 400 BAR, B/P 1600 BAR, TEMP RANGE: -40 C. TO 100 C, P/N.# B06920213 FOR UL LISTED FIRE SUPPRESSION SYSTEM | NAFFCO | B06920213-NF | NOS | 5 | 70 | 21 | 0 | 105 | 0 | FALSE |  |  | 0 | NULL
4.14.1.10 | 10349012606 | CONNECTING ADAPTOR, M12 X 1.5 MALE THREADED & G 1/8" MALE THREADED, P/N.# 029510006 FOR UL LISTED FIRE SUPPRESSION SYSTEM | NAFFCO | 029510006 | NOS | 14 | 20 | 6 | 0 | 84 | 0 | FALSE |  |  | 0 | NULL
4.14.1.11 | 10346012640 | BLEED VALVE, P/N.# 029730040-NF FOR UL LISTED FIRE SUPPRESSION SYSTEM | NAFFCO | 029730040 | NOS | 1 | 170 | 49 | 0 | 49 | 0 | FALSE |  |  | 0 | NULL
4.14.1.12 | 10344012324 | MANIFOLD FOR 4 CYLINDER NAFFCOINERT UL CLEAN AGENT FIRE SUPPRESSION SYSTEM, 360 DIA CYLINDER, P/N.# NFIG-360-SRM4 - NAFFCO | NAFFCO | NFIG-360-SRM4 | NOS | 2 | 880 | 252 | 0 | 504 | 0 | FALSE |  |  | 0 | NULL
4.14.1.13 |  | MANIFOLD END CAP WITH PORT | NAFFCO |  | NOS | 2 | 150 | 43 | 0 | 86 | 0 | FALSE |  |  | 0 | NULL
4.14.1.14 |  | MANIFOLD END CAP WITHOUT PORT | NAFFCO |  | NOS | 2 | 100 | 29 | 0 | 58 | 0 | FALSE |  |  | 0 | NULL
4.14.1.15 |  | RACK ASSEMBLY FOR 8 CYLINDERS, DOUBLE ROW, FLOOR MOUNTING TYPE, CYLINDER DIA: 267MM, CAPACITY: 67L, 80L & 140L, PRESSURE RATING: 200 / 300BAR, MODEL: NFIG-RA01-040F FOR NAFFCOINERT UL CLEAN AGENT FIRE SUPPRESSION SYSTEM - NAFFCO | NAFFCO | NFIG-RA01-040F | NOS | 1 | 590 | 169 | 0 | 169 | 0 | FALSE |  |  | 0 | NULL
4.14.1.16 |  | DISCHARGE NOZZLE | NAFFCO | NAFFCO | NOS | 4 | 180 | 52 | 0 | 208 | 0 | FALSE |  |  | 0 | NULL
4.14.1.17 | 10341512137 | PRESSURE RELIEF DEVICE FOR MANIFOLD, P/N.# 029730037 FOR NAFFCOINERT UL CLEAN AGENT FIRE SUPPRESSION SYSTEM | NAFFCO | P/N #29730037 | NOS | 2 | 1900 | 544 | 0 | 1088 | 0 | FALSE |  |  | 0 | NULL
4.14.1.18 |  | CHECK VALVE IN CYLINDER MANIFOLD/MAIN RESERVE HEADER PIPE - 2" | NAFFCO | 501.110008BI | NOS | 2 | 727.3048 | 209 | 0 | 418 | 0 | FALSE |  |  | 0 | NULL
4.14.1.19 |  | WARNING SIGN | NAFFCO |  | SET | 1 | 300 | 86 | 0 | 86 | 0 | FALSE |  |  | 0 | NULL
4.14.2 |  | ELECTRICAL COMPONENTS |  |  |  | 0 | 0 | 0 | 0 | 0 | 0 | FALSE |  |  | 0 | NULL
4.14.2.1 |  | 2 LOOP ADDRESSABLE FIRE EXTINGUISHING PANEL, COMPLETE WITH: 2 SET X 18 AH 12 V DC NI-CD BATTERY | Cheetah Xi - FIKE / YUASA / DAHUA** | 10-068-R-1-L | SETS | 1 | 8500 | 2432 | 0 | 2432 | 0 | FALSE |  |  | 0 | NULL
4.14.2.2 |  | PHOTOELECTRIC SMOKE DETECTOR w/base | FIKE | 63-1058 & 63-1061 | NOS | 8 | 450 | 129 | 0 | 1032 | 0 | FALSE |  |  | 0 | NULL
4.14.2.3 |  | HORN | e2S | A100DC024MA1A1R | NOS | 1 | 1050 | 301 | 0 | 301 | 0 | FALSE |  |  | 0 | NULL
4.14.2.4 |  | STROBE HORN | SHIELD | SH-HSIR | NOS | 1 | 150 | 43 | 0 | 43 | 0 | FALSE |  |  | 0 | NULL
4.14.2.5 |  | STROBE LIGHT WITH BACKBOX | SHIELD | S-C8057 | NOS | 1 | 88 | 26 | 0 | 26 | 0 | FALSE |  |  | 0 | NULL
4.14.2.6 |  | MAIN RESERVE SELECTOR SWITCH WITH BACKBOX 1 NO. X MAIN/RESERVE SELECTOR SWITCH 1 NO. X SUITABLE BASE PLATE TO MOUNT DPDT RELAYS AND TERMINALS 5 NO. X DPDT RELAY CONTACTS/SUITABLE RELAYS PLUG IN SOCKTES 20 NOS. X TERMINALS IN DIN RAIL 10 NOS. X M20 BRASS/PVC CABLE GLANDS SUITED FOR 2 CORE X 1.5 UNARMOURED CABLE 10 NOS. X PVC SHROUDS WITH EARTH TAG 10 NOS. X CABLE ENTRY FOR 2 CORE X 1.5 UNARMOURED CABLE 1 NO. X CUSTOM FABRICATED BOX OF SUITABLE SIZE ACCOMODATING THE ABOVE ITEMS | FIKE | 10-2967 | SETS | 1 | 345 | 99 | 0 | 99 | 0 | FALSE |  |  | 0 | NULL
4.14.2.7 |  | ABORT SWITCHES WITH BACKBOX | FIKE | 10-1639 | NOS | 1 | 360 | 103 | 0 | 103 | 0 | FALSE |  |  | 0 | NULL
4.14.2.8 |  | MANUAL RELEASE SWITCH WITH BACKBOX | FIKE | 10‐2963 | NOS | 1 | 435 | 125 | 0 | 125 | 0 | FALSE |  |  | 0 | NULL
4.14.2.9 |  | STI WEATHERPROOF COVER FOR SWITCHES (IP54) | STI STOPPER | STI 3150 | NOS | 1 | 352 | 101 | 0 | 101 | 0 | FALSE |  |  | 0 | NULL
4.14.2.10 |  | RELEASE CONTROL MODULE W/ ISOLATOR BASE | FIKE | 55 -053 | NOS | 1 | 1140 | 327 | 0 | 327 | 0 | FALSE |  |  | 0 | NULL
4.14.2.11 |  | MINI MONITOR MODULE W/ ISOLATOR BASE | FIKE | 55 -050 | NOS | 2 | 340 | 98 | 0 | 196 | 0 | FALSE |  |  | 0 | NULL
4.14.2.12 |  | MONITOR MODULE W/ ISOLATOR | FIKE | 55 -046 | NOS | 6 | 380 | 109 | 0 | 654 | 0 | FALSE |  |  | 0 | NULL
4.14.2.13 |  | CONTROL MODULE W/ ISOLATOR | FIKE | 55 -047 | NOS | 4 | 435 | 125 | 0 | 500 | 0 | FALSE |  |  | 0 | NULL
4.14.2.14 |  | RELAY MODULE WITH ISOLATOR | FIKE | 55-048 | NOS | 1 | 388.8144 | 112 | 0 | 112 | 0 | FALSE |  |  | 0 | NULL
4.14.2.15 |  | POWER SUPPLY UNIT, 24V DC ,10 Amps, W / battery | FIKE | 10-2829-1-0-01-0-1-01 | NOS | 1 | 1676 | 480 | 0 | 480 | 0 | FALSE |  |  | 0 | NULL
4.14.2.16 |  | WEATHER PROOF STATUS INDICATOR WITH KEY SWITCH | FIKE | 02-13946 | NOS | 1 | 4531.345 | 1297 | 0 | 1297 | 0 | FALSE |  |  | 0 | NULL
4.14.2.17 |  | ILLUMINATED WARNING SIGN "DONT ENTER GAS DISCHARGED" - WEATHER PROOF | SHIELD/AMPAC | SK27202/ Enclsoure: 4210-0120 & Fascia Plate: 4210-013 | NOS | 1 | 2750 | 787 | 0 | 787 | 0 | FALSE |  |  | 0 | NULL
4.14.3 |  | MECHANICAL COMPONENTS (RESERVE) |  |  |  | 0 | 0 | 0 | 0 | 0 | 0 | FALSE |  |  | 0 | NULL
4.14.3.1 |  | 140 LITER, 300 BAR INERT GAS CYLINDER - MODEL: NF IG541-300-140 - NAFFCO COMPLETE WITH: '- 140 LITER 356 MM DIA. CYLINDER FILLED WITH IG-541 AGENT - DISCHARGE HEAD VALVE WITH PRESSURE GAUGE, PRESSURE SWITH FOR 300 BAR - SAFETY/PROTECTION CAP, - CYLINDER ID LABEL FOR 300 BAR, IG-541 GAS, 140 LTR. - CONSTANT PRESSURE REGULATOR FOR 300 BAR, MODEL B08400003-NF, - GASKET, MODEL 024100104-NF | NAFFCO | NF IG541-300-140 | SETS | 8 | 5820 | 1666 | 0 | 13328 | 0 | FALSE |  |  | 0 | NULL
4.14.3.2 | 10341512133 | ELECTRO MAGNETIC DEVICE WITH DIODE, INLET THREADED TO M42 X 1.5, 24V DC, 0.5 A, IP 65 RATED, P/N.# B04425146 FOR UL LISTED FIRE SUPPRESSION SYSTEM (REFER ITEM.# 10341512136) | NAFFCO | B04425148 | NOS | 1 | 790 | 227 | 0 | 227 | 0 | FALSE |  |  | 0 | NULL
4.14.3.3 | 10341512520 | MONITORING SWITCH FOR ELECTROMAGNETIC DEVICE FOR UL LISTED NAFFCOINERT SYSTEM, PART NO: 029905200-NF - NAFFCO | NAFFCO | 029905200-NF | NOS | 1 | 350 | 101 | 0 | 101 | 0 | FALSE |  |  | 0 | NULL
4.14.3.4 | 10341512120 | MANUAL / PNEUMATIC RELEASE DEVICE, WP 300 BAR, INLET THREADED TO M42 X 1.5, PNEUMATIC LINE CONNECTION G 1/8", P/N.# B04420065-NF FOR UL LISTED FIRE SUPPRESSION SYSTEM | NAFFCO | B04420065 | NOS | 1 | 120 | 35 | 0 | 35 | 0 | FALSE |  |  | 0 | NULL
4.14.3.5 | 10341512122 | PNEUMATIC RELEASE DEVICE, WP 300 BAR, INLET THREADED TO M42 X 1.5, PNEUMATIC LINE CONNECTION G 1/8", P/N.# B04420066NF FOR UL LISTED FIRE SUPPRESSION SYSTEM | NAFFCO | B04420066 | NOS | 7 | 80 | 23 | 0 | 161 | 0 | FALSE |  |  | 0 | NULL
4.14.3.6 | 10343512025 | DISCHARGE HOSE, DN16, WP 350 BAR, B/P 1400 BAR, 400MM LENGTH, INLET FEMALE THREAD TO W 21.8 X 1/14" TO DIN 477 & OUTLET FEMALE THREAD TO G 3/4", P/N.# B06920225-NF FOR NAFFCOINERT UL CLEAN AGENT FIRE SUPPRESSION SYSTEM | NAFFCO | B06920225-NF | NOS | 8 | 180 | 52 | 0 | 416 | 0 | FALSE |  |  | 0 | NULL
4.14.3.7 | 10343012208 | MANIFOLD CHECK VALVE, BRASS, MAX W/P 100 BAR, TP 150 BAR, HOSE CONNECTION THREAD G3/4", MANIFOLD CONNECTION THREAD R1" DN12, P/N.# B04600008-NF FOR UL LISTED FIRE SUPPRESSION SYSTEM | NAFFCO | B04600008 | NOS | 8 | 130 | 38 | 0 | 304 | 0 | FALSE |  |  | 0 | NULL
4.14.3.8 | 10343512032 | PILOT HOSE, SYNTHETIC RUBBER OIL RESISTANT W/STRAIGHT FITTINGS M12 X 1.5 FEMALE THREAD IN BOTH ENDS, 700MM LONG, W/P 400 BAR, B/P 1600 BAR, TEMP RANGE: -40 C. TO 100 C, P/N.# B06920212 FOR UL LISTED FIRE SUPPRESSION SYSTEM | NAFFCO | B06920212-NF | NOS | 2 | 70 | 21 | 0 | 42 | 0 | FALSE |  |  | 0 | NULL
4.14.3.9 | 10343512033 | PILOT HOSE, SYNTHETIC RUBBER OIL RESISTANT W/STRAIGHT FITTINGS M12 X 1.5 FEMALE THREAD IN BOTH ENDS, 500MM LONG, W/P 400 BAR, B/P 1600 BAR, TEMP RANGE: -40 C. TO 100 C, P/N.# B06920213 FOR UL LISTED FIRE SUPPRESSION SYSTEM | NAFFCO | B06920213-NF | NOS | 5 | 70 | 21 | 0 | 105 | 0 | FALSE |  |  | 0 | NULL
4.14.3.10 | 10349012606 | CONNECTING ADAPTOR, M12 X 1.5 MALE THREADED & G 1/8" MALE THREADED, P/N.# 029510006 FOR UL LISTED FIRE SUPPRESSION SYSTEM | NAFFCO | 029510006 | NOS | 14 | 20 | 6 | 0 | 84 | 0 | FALSE |  |  | 0 | NULL
4.14.3.11 | 10346012640 | BLEED VALVE, P/N.# 029730040-NF FOR UL LISTED FIRE SUPPRESSION SYSTEM | NAFFCO | 029730040 | NOS | 1 | 170 | 49 | 0 | 49 | 0 | FALSE |  |  | 0 | NULL
4.14.3.12 | 10344012324 | MANIFOLD FOR 4 CYLINDER NAFFCOINERT UL CLEAN AGENT FIRE SUPPRESSION SYSTEM, 360 DIA CYLINDER, P/N.# NFIG-360-SRM4 - NAFFCO | NAFFCO | NFIG-360-SRM4 | NOS | 2 | 880 | 252 | 0 | 504 | 0 | FALSE |  |  | 0 | NULL
4.14.3.13 |  | MANIFOLD END CAP WITH PORT | NAFFCO |  | NOS | 2 | 150 | 43 | 0 | 86 | 0 | FALSE |  |  | 0 | NULL
4.14.3.14 |  | MANIFOLD END CAP WITHOUT PORT | NAFFCO |  | NOS | 2 | 100 | 29 | 0 | 58 | 0 | FALSE |  |  | 0 | NULL
4.14.3.15 | 10344212374 | RACK ASSEMBLY FOR 4 CYLINDERS, DOUBLE ROW, FLOOR MOUNTING TYPE, CYLINDER DIA: 360MM, CAPACITY: 67L, 80L & 140L, PRESSURE RATING: 200 / 300BAR, MODEL: NFIG-RA02-020F FOR NAFFCOINERT UL CLEAN AGENT FIRE SUPPRESSION SYSTEM - NAFFCO | NAFFCO | NFIG-RA02-020F | NOS | 1 | 540 | 155 | 0 | 155 | 0
4.14.3.16 |  | PRESSURE RELIEF VENT (OPTIONAL) |  |  |  | 0 | 0 | 0 | 0 | 0 | 0 | FALSE |  |  | 0 | NULL
4.14.3.17 | 15466240162 | PRESSURE RELIEF DAMPER, SIZE: 620 X 620 X 120MM, MODEL: SHXUN500 - AFP | AFP | SHXUN500 | NOS | 1 | 3329.1499 | 953 | 0 | 953 | 0 | FALSE |  |  | 0 | NULL
4.15 |  | CHILLER PLANT BUILDING |  |  |  | 0 | 0 | 0 | 0 | 0 | 0 | FALSE |  |  | 0 | NULL
4.15.1 |  | MECHANICAL COMPONENTS (MAIN) |  |  |  | 0 | 0 | 0 | 0 | 0 | 0 | FALSE |  |  | 0 | NULL
4.15.1.1 |  | 140 LITER, 300 BAR INERT GAS CYLINDER - MODEL: NF IG541-300-140 - NAFFCO COMPLETE WITH: '- 140 LITER 356 MM DIA. CYLINDER FILLED WITH IG-541 AGENT - DISCHARGE HEAD VALVE WITH PRESSURE GAUGE, PRESSURE SWITH FOR 300 BAR - SAFETY/PROTECTION CAP, - CYLINDER ID LABEL FOR 300 BAR, IG-541 GAS, 140 LTR. - CONSTANT PRESSURE REGULATOR FOR 300 BAR, MODEL B08400003-NF, - GASKET, MODEL 024100104-NF | NAFFCO | NF IG541-300-140 | SETS | 8 | 5820 | 1666 | 0 | 13328 | 0 | FALSE |  |  | 0 | NULL
4.15.1.2 | 10341512133 | ELECTRO MAGNETIC DEVICE WITH DIODE, INLET THREADED TO M42 X 1.5, 24V DC, 0.5 A, IP 65 RATED, P/N.# B04425146 FOR UL LISTED FIRE SUPPRESSION SYSTEM (REFER ITEM.# 10341512136) | NAFFCO | B04425148 | NOS | 1 | 790 | 227 | 0 | 227 | 0 | FALSE |  |  | 0 | NULL
4.15.1.3 | 10349012810 | RESET TOOL FOR ELECTRO MAGNETIC DEVICE FOR INERT GAS SYSTEM, P/N.# 029210064 (OLD P/N.# 023000064) - NAFFCO | NAFFCO | 029210064 (023000064) | NOS | 1 | 110 | 32 | 0 | 32 | 0 | FALSE |  |  | 0 | NULL
4.15.1.4 | 10341512120 | MANUAL / PNEUMATIC RELEASE DEVICE, WP 300 BAR, INLET THREADED TO M42 X 1.5, PNEUMATIC LINE CONNECTION G 1/8", P/N.# B04420065-NF FOR UL LISTED FIRE SUPPRESSION SYSTEM | NAFFCO | B04420065 | NOS | 1 | 120 | 35 | 0 | 35 | 0 | FALSE |  |  | 0 | NULL
4.15.1.5 | 10341512122 | PNEUMATIC RELEASE DEVICE, WP 300 BAR, INLET THREADED TO M42 X 1.5, PNEUMATIC LINE CONNECTION G 1/8", P/N.# B04420066NF FOR UL LISTED FIRE SUPPRESSION SYSTEM | NAFFCO | B04420066 | NOS | 7 | 80 | 23 | 0 | 161 | 0 | FALSE |  |  | 0 | NULL
4.15.1.6 | 10343512025 | DISCHARGE HOSE, DN16, WP 350 BAR, B/P 1400 BAR, 400MM LENGTH, INLET FEMALE THREAD TO W 21.8 X 1/14" TO DIN 477 & OUTLET FEMALE THREAD TO G 3/4", P/N.# B06920225-NF FOR NAFFCOINERT UL CLEAN AGENT FIRE SUPPRESSION SYSTEM | NAFFCO | B06920225-NF | NOS | 8 | 180 | 52 | 0 | 416 | 0 | FALSE |  |  | 0 | NULL
4.15.1.7 | 10343012208 | MANIFOLD CHECK VALVE, BRASS, MAX W/P 100 BAR, TP 150 BAR, HOSE CONNECTION THREAD G3/4", MANIFOLD CONNECTION THREAD R1" DN12, P/N.# B04600008-NF FOR UL LISTED FIRE SUPPRESSION SYSTEM | NAFFCO | B04600008 | NOS | 8 | 130 | 38 | 0 | 304 | 0 | FALSE |  |  | 0 | NULL
4.15.1.8 | 10343512032 | PILOT HOSE, SYNTHETIC RUBBER OIL RESISTANT W/STRAIGHT FITTINGS M12 X 1.5 FEMALE THREAD IN BOTH ENDS, 700MM LONG, W/P 400 BAR, B/P 1600 BAR, TEMP RANGE: -40 C. TO 100 C, P/N.# B06920212 FOR UL LISTED FIRE SUPPRESSION SYSTEM | NAFFCO | B06920212-NF | NOS | 2 | 70 | 21 | 0 | 42 | 0 | FALSE |  |  | 0 | NULL
4.15.1.9 | 10343512033 | PILOT HOSE, SYNTHETIC RUBBER OIL RESISTANT W/STRAIGHT FITTINGS M12 X 1.5 FEMALE THREAD IN BOTH ENDS, 500MM LONG, W/P 400 BAR, B/P 1600 BAR, TEMP RANGE: -40 C. TO 100 C, P/N.# B06920213 FOR UL LISTED FIRE SUPPRESSION SYSTEM | NAFFCO | B06920213-NF | NOS | 5 | 70 | 21 | 0 | 105 | 0 | FALSE |  |  | 0 | NULL
4.15.1.10 | 10349012606 | CONNECTING ADAPTOR, M12 X 1.5 MALE THREADED & G 1/8" MALE THREADED, P/N.# 029510006 FOR UL LISTED FIRE SUPPRESSION SYSTEM | NAFFCO | 029510006 | NOS | 14 | 20 | 6 | 0 | 84 | 0 | FALSE |  |  | 0 | NULL
4.15.1.11 | 10346012640 | BLEED VALVE, P/N.# 029730040-NF FOR UL LISTED FIRE SUPPRESSION SYSTEM | NAFFCO | 029730040 | NOS | 1 | 170 | 49 | 0 | 49 | 0 | FALSE |  |  | 0 | NULL
4.15.1.12 | 10344012324 | MANIFOLD FOR 4 CYLINDER NAFFCOINERT UL CLEAN AGENT FIRE SUPPRESSION SYSTEM, 360 DIA CYLINDER, P/N.# NFIG-360-SRM4 - NAFFCO | NAFFCO | NFIG-360-SRM4 | NOS | 2 | 880 | 252 | 0 | 504 | 0 | FALSE |  |  | 0 | NULL
4.15.1.13 |  | MANIFOLD END CAP WITH PORT | NAFFCO |  | NOS | 2 | 150 | 43 | 0 | 86 | 0 | FALSE |  |  | 0 | NULL
4.15.1.14 |  | MANIFOLD END CAP WITHOUT PORT | NAFFCO |  | NOS | 2 | 100 | 29 | 0 | 58 | 0 | FALSE |  |  | 0 | NULL
4.15.1.15 | 10344212374 | RACK ASSEMBLY FOR 4 CYLINDERS, DOUBLE ROW, FLOOR MOUNTING TYPE, CYLINDER DIA: 360MM, CAPACITY: 67L, 80L & 140L, PRESSURE RATING: 200 / 300BAR, MODEL: NFIG-RA02-020F FOR NAFFCOINERT UL CLEAN AGENT FIRE SUPPRESSION SYSTEM - NAFFCO | NAFFCO | NFIG-RA02-020F | NOS | 2 | 540 | 155 | 0 | 310 | 0
4.15.1.16 |  | DISCHARGE NOZZLE | NAFFCO | NAFFCO | NOS | 6 | 180 | 52 | 0 | 312 | 0 | FALSE |  |  | 0 | NULL
4.15.1.17 | 10341512137 | PRESSURE RELIEF DEVICE FOR MANIFOLD, P/N.# 029730037 FOR NAFFCOINERT UL CLEAN AGENT FIRE SUPPRESSION SYSTEM | NAFFCO | P/N #29730037 | NOS | 2 | 1900 | 544 | 0 | 1088 | 0 | FALSE |  |  | 0 | NULL
4.15.1.18 |  | CHECK VALVE IN CYLINDER MANIFOLD/MAIN RESERVE HEADER PIPE - 2" | NAFFCO | 501.110008BI | NOS | 2 | 727.3048 | 209 | 0 | 418 | 0 | FALSE |  |  | 0 | NULL
4.15.1.19 |  | WARNING SIGN | NAFFCO |  | SET | 1 | 300 | 86 | 0 | 86 | 0 | FALSE |  |  | 0 | NULL
4.15.2 |  | ELECTRICAL COMPONENTS |  |  |  | 0 | 0 | 0 | 0 | 0 | 0 | FALSE |  |  | 0 | NULL
4.15.2.1 |  | 2 LOOP ADDRESSABLE FIRE EXTINGUISHING PANEL, COMPLETE WITH: 2 SET X 18 AH 12 V DC NI-CD BATTERY | Cheetah Xi - FIKE / YUASA / DAHUA** | 10-068-R-1-L | SETS | 1 | 8500 | 2432 | 0 | 2432 | 0 | FALSE |  |  | 0 | NULL
4.15.2.2 |  | PHOTOELECTRIC SMOKE DETECTOR w/base | FIKE | 63-1058 & 63-1061 | NOS | 6 | 450 | 129 | 0 | 774 | 0 | FALSE |  |  | 0 | NULL
4.15.2.3 |  | HORN | e2S | A100DC024MA1A1R | NOS | 1 | 1050 | 301 | 0 | 301 | 0 | FALSE |  |  | 0 | NULL
4.15.2.4 |  | STROBE HORN | SHIELD | SH-HSIR | NOS | 1 | 150 | 43 | 0 | 43 | 0 | FALSE |  |  | 0 | NULL
4.15.2.5 |  | STROBE LIGHT WITH BACKBOX | SHIELD | S-C8057 | NOS | 1 | 88 | 26 | 0 | 26 | 0 | FALSE |  |  | 0 | NULL
4.15.2.6 |  | MAIN RESERVE SELECTOR SWITCH WITH BACKBOX 1 NO. X MAIN/RESERVE SELECTOR SWITCH 1 NO. X SUITABLE BASE PLATE TO MOUNT DPDT RELAYS AND TERMINALS 5 NO. X DPDT RELAY CONTACTS/SUITABLE RELAYS PLUG IN SOCKTES 20 NOS. X TERMINALS IN DIN RAIL 10 NOS. X M20 BRASS/PVC CABLE GLANDS SUITED FOR 2 CORE X 1.5 UNARMOURED CABLE 10 NOS. X PVC SHROUDS WITH EARTH TAG 10 NOS. X CABLE ENTRY FOR 2 CORE X 1.5 UNARMOURED CABLE 1 NO. X CUSTOM FABRICATED BOX OF SUITABLE SIZE ACCOMODATING THE ABOVE ITEMS | FIKE | 10-2967 | SETS | 1 | 345 | 99 | 0 | 99 | 0 | FALSE |  |  | 0 | NULL
4.15.2.7 |  | ABORT SWITCHES WITH BACKBOX | FIKE | 10-1639 | NOS | 1 | 360 | 103 | 0 | 103 | 0 | FALSE |  |  | 0 | NULL
4.15.2.8 |  | MANUAL RELEASE SWITCH WITH BACKBOX | FIKE | 10‐2963 | NOS | 1 | 435 | 125 | 0 | 125 | 0 | FALSE |  |  | 0 | NULL
4.15.2.9 |  | STI WEATHERPROOF COVER FOR SWITCHES (IP54) | STI STOPPER | STI 3150 | NOS | 1 | 352 | 101 | 0 | 101 | 0 | FALSE |  |  | 0 | NULL
4.15.2.10 |  | RELEASE CONTROL MODULE W/ ISOLATOR BASE | FIKE | 55 -053 | NOS | 1 | 1140 | 327 | 0 | 327 | 0 | FALSE |  |  | 0 | NULL
4.15.2.11 |  | MINI MONITOR MODULE W/ ISOLATOR BASE | FIKE | 55 -050 | NOS | 2 | 340 | 98 | 0 | 196 | 0 | FALSE |  |  | 0 | NULL
4.15.2.12 |  | MONITOR MODULE W/ ISOLATOR | FIKE | 55 -046 | NOS | 6 | 380 | 109 | 0 | 654 | 0 | FALSE |  |  | 0 | NULL
4.15.2.13 |  | CONTROL MODULE W/ ISOLATOR | FIKE | 55 -047 | NOS | 4 | 435 | 125 | 0 | 500 | 0 | FALSE |  |  | 0 | NULL
4.15.2.14 |  | RELAY MODULE WITH ISOLATOR | FIKE | 55-048 | NOS | 1 | 388.8144 | 112 | 0 | 112 | 0 | FALSE |  |  | 0 | NULL
4.15.2.15 |  | POWER SUPPLY UNIT, 24V DC ,10 Amps, W / battery | FIKE | 10-2829-1-0-01-0-1-01 | NOS | 1 | 1676 | 480 | 0 | 480 | 0 | FALSE |  |  | 0 | NULL
4.15.2.16 |  | WEATHER PROOF STATUS INDICATOR WITH KEY SWITCH | FIKE | 02-13946 | NOS | 1 | 4531.345 | 1297 | 0 | 1297 | 0 | FALSE |  |  | 0 | NULL
4.15.2.17 |  | ILLUMINATED WARNING SIGN "DONT ENTER GAS DISCHARGED" - WEATHER PROOF | SHIELD/AMPAC | SK27202/ Enclsoure: 4210-0120 & Fascia Plate: 4210-013 | NOS | 1 | 2750 | 787 | 0 | 787 | 0 | FALSE |  |  | 0 | NULL
4.15.3 |  | MECHANICAL COMPONENTS (RESERVE) |  |  |  | 0 | 0 | 0 | 0 | 0 | 0 | FALSE |  |  | 0 | NULL
4.15.3.1 |  | 140 LITER, 300 BAR INERT GAS CYLINDER - MODEL: NF IG541-300-140 - NAFFCO COMPLETE WITH: '- 140 LITER 356 MM DIA. CYLINDER FILLED WITH IG-541 AGENT - DISCHARGE HEAD VALVE WITH PRESSURE GAUGE, PRESSURE SWITH FOR 300 BAR - SAFETY/PROTECTION CAP, - CYLINDER ID LABEL FOR 300 BAR, IG-541 GAS, 140 LTR. - CONSTANT PRESSURE REGULATOR FOR 300 BAR, MODEL B08400003-NF, - GASKET, MODEL 024100104-NF | NAFFCO | NF IG541-300-140 | SETS | 8 | 5820 | 1666 | 0 | 13328 | 0 | FALSE |  |  | 0 | NULL
4.15.3.2 | 10341512133 | ELECTRO MAGNETIC DEVICE WITH DIODE, INLET THREADED TO M42 X 1.5, 24V DC, 0.5 A, IP 65 RATED, P/N.# B04425146 FOR UL LISTED FIRE SUPPRESSION SYSTEM (REFER ITEM.# 10341512136) | NAFFCO | B04425148 | NOS | 1 | 790 | 227 | 0 | 227 | 0 | FALSE |  |  | 0 | NULL
4.15.3.3 | 10341512520 | MONITORING SWITCH FOR ELECTROMAGNETIC DEVICE FOR UL LISTED NAFFCOINERT SYSTEM, PART NO: 029905200-NF - NAFFCO | NAFFCO | 029905200-NF | NOS | 1 | 350 | 101 | 0 | 101 | 0 | FALSE |  |  | 0 | NULL
4.15.3.4 | 10341512120 | MANUAL / PNEUMATIC RELEASE DEVICE, WP 300 BAR, INLET THREADED TO M42 X 1.5, PNEUMATIC LINE CONNECTION G 1/8", P/N.# B04420065-NF FOR UL LISTED FIRE SUPPRESSION SYSTEM | NAFFCO | B04420065 | NOS | 1 | 120 | 35 | 0 | 35 | 0 | FALSE |  |  | 0 | NULL
4.15.3.5 | 10341512122 | PNEUMATIC RELEASE DEVICE, WP 300 BAR, INLET THREADED TO M42 X 1.5, PNEUMATIC LINE CONNECTION G 1/8", P/N.# B04420066NF FOR UL LISTED FIRE SUPPRESSION SYSTEM | NAFFCO | B04420066 | NOS | 7 | 80 | 23 | 0 | 161 | 0 | FALSE |  |  | 0 | NULL
4.15.3.6 | 10343512025 | DISCHARGE HOSE, DN16, WP 350 BAR, B/P 1400 BAR, 400MM LENGTH, INLET FEMALE THREAD TO W 21.8 X 1/14" TO DIN 477 & OUTLET FEMALE THREAD TO G 3/4", P/N.# B06920225-NF FOR NAFFCOINERT UL CLEAN AGENT FIRE SUPPRESSION SYSTEM | NAFFCO | B06920225-NF | NOS | 8 | 180 | 52 | 0 | 416 | 0 | FALSE |  |  | 0 | NULL
4.15.3.7 | 10343012208 | MANIFOLD CHECK VALVE, BRASS, MAX W/P 100 BAR, TP 150 BAR, HOSE CONNECTION THREAD G3/4", MANIFOLD CONNECTION THREAD R1" DN12, P/N.# B04600008-NF FOR UL LISTED FIRE SUPPRESSION SYSTEM | NAFFCO | B04600008 | NOS | 8 | 130 | 38 | 0 | 304 | 0 | FALSE |  |  | 0 | NULL
4.15.3.8 | 10343512032 | PILOT HOSE, SYNTHETIC RUBBER OIL RESISTANT W/STRAIGHT FITTINGS M12 X 1.5 FEMALE THREAD IN BOTH ENDS, 700MM LONG, W/P 400 BAR, B/P 1600 BAR, TEMP RANGE: -40 C. TO 100 C, P/N.# B06920212 FOR UL LISTED FIRE SUPPRESSION SYSTEM | NAFFCO | B06920212-NF | NOS | 2 | 70 | 21 | 0 | 42 | 0 | FALSE |  |  | 0 | NULL
4.15.3.9 | 10343512033 | PILOT HOSE, SYNTHETIC RUBBER OIL RESISTANT W/STRAIGHT FITTINGS M12 X 1.5 FEMALE THREAD IN BOTH ENDS, 500MM LONG, W/P 400 BAR, B/P 1600 BAR, TEMP RANGE: -40 C. TO 100 C, P/N.# B06920213 FOR UL LISTED FIRE SUPPRESSION SYSTEM | NAFFCO | B06920213-NF | NOS | 5 | 70 | 21 | 0 | 105 | 0 | FALSE |  |  | 0 | NULL
4.15.3.10 | 10349012606 | CONNECTING ADAPTOR, M12 X 1.5 MALE THREADED & G 1/8" MALE THREADED, P/N.# 029510006 FOR UL LISTED FIRE SUPPRESSION SYSTEM | NAFFCO | 029510006 | NOS | 14 | 20 | 6 | 0 | 84 | 0 | FALSE |  |  | 0 | NULL
4.15.3.11 | 10346012640 | BLEED VALVE, P/N.# 029730040-NF FOR UL LISTED FIRE SUPPRESSION SYSTEM | NAFFCO | 029730040 | NOS | 1 | 170 | 49 | 0 | 49 | 0 | FALSE |  |  | 0 | NULL
4.15.3.12 | 10344012324 | MANIFOLD FOR 4 CYLINDER NAFFCOINERT UL CLEAN AGENT FIRE SUPPRESSION SYSTEM, 360 DIA CYLINDER, P/N.# NFIG-360-SRM4 - NAFFCO | NAFFCO | NFIG-360-SRM4 | NOS | 2 | 880 | 252 | 0 | 504 | 0 | FALSE |  |  | 0 | NULL
4.15.3.13 |  | MANIFOLD END CAP WITH PORT | NAFFCO |  | NOS | 2 | 150 | 43 | 0 | 86 | 0 | FALSE |  |  | 0 | NULL
4.15.3.14 |  | MANIFOLD END CAP WITHOUT PORT | NAFFCO |  | NOS | 2 | 100 | 29 | 0 | 58 | 0 | FALSE |  |  | 0 | NULL
4.15.3.15 | 10344212374 | RACK ASSEMBLY FOR 4 CYLINDERS, DOUBLE ROW, FLOOR MOUNTING TYPE, CYLINDER DIA: 360MM, CAPACITY: 67L, 80L & 140L, PRESSURE RATING: 200 / 300BAR, MODEL: NFIG-RA02-020F FOR NAFFCOINERT UL CLEAN AGENT FIRE SUPPRESSION SYSTEM - NAFFCO | NAFFCO | NFIG-RA02-020F | NOS | 1 | 540 | 155 | 0 | 155 | 0
4.15.3.16 |  | PRESSURE RELIEF VENT (OPTIONAL) |  |  |  | 0 | 0 | 0 | 0 | 0 | 0 | FALSE |  |  | 0 | NULL
4.15.3.17 | 15466240162 | PRESSURE RELIEF DAMPER, SIZE: 620 X 620 X 120MM, MODEL: SHXUN500 - AFP | AFP | SHXUN500 | NOS | 1 | 3329.1499 | 953 | 0 | 953 | 0 | FALSE |  |  | 0 | NULL
4.16 |  | GAS IGNITION PANEL ROOM |  |  |  | 0 | 0 | 0 | 0 | 0 | 0 | FALSE |  |  | 0 | NULL
4.16.1 |  | MECHANICAL COMPONENTS (MAIN) |  |  |  | 0 | 0 | 0 | 0 | 0 | 0 | FALSE |  |  | 0 | NULL
4.16.1.1 |  | 140 LITER, 300 BAR INERT GAS CYLINDER - MODEL: NF IG541-300-140 - NAFFCO COMPLETE WITH: '- 140 LITER 356 MM DIA. CYLINDER FILLED WITH IG-541 AGENT - DISCHARGE HEAD VALVE WITH PRESSURE GAUGE, PRESSURE SWITH FOR 300 BAR - SAFETY/PROTECTION CAP, - CYLINDER ID LABEL FOR 300 BAR, IG-541 GAS, 140 LTR. - CONSTANT PRESSURE REGULATOR FOR 300 BAR, MODEL B08400003-NF, - GASKET, MODEL 024100104-NF | NAFFCO | NF IG541-300-140 | SETS | 4 | 5820 | 1666 | 0 | 6664 | 0 | FALSE |  |  | 0 | NULL
4.16.1.2 | 10341512133 | ELECTRO MAGNETIC DEVICE WITH DIODE, INLET THREADED TO M42 X 1.5, 24V DC, 0.5 A, IP 65 RATED, P/N.# B04425146 FOR UL LISTED FIRE SUPPRESSION SYSTEM (REFER ITEM.# 10341512136) | NAFFCO | B04425148 | NOS | 1 | 790 | 227 | 0 | 227 | 0 | FALSE |  |  | 0 | NULL
4.16.1.3 | 10349012810 | RESET TOOL FOR ELECTRO MAGNETIC DEVICE FOR INERT GAS SYSTEM, P/N.# 029210064 (OLD P/N.# 023000064) - NAFFCO | NAFFCO | 029210064 (023000064) | NOS | 1 | 110 | 32 | 0 | 32 | 0 | FALSE |  |  | 0 | NULL
4.16.1.4 | 10341512120 | MANUAL / PNEUMATIC RELEASE DEVICE, WP 300 BAR, INLET THREADED TO M42 X 1.5, PNEUMATIC LINE CONNECTION G 1/8", P/N.# B04420065-NF FOR UL LISTED FIRE SUPPRESSION SYSTEM | NAFFCO | B04420065 | NOS | 1 | 120 | 35 | 0 | 35 | 0 | FALSE |  |  | 0 | NULL
4.16.1.5 | 10341512122 | PNEUMATIC RELEASE DEVICE, WP 300 BAR, INLET THREADED TO M42 X 1.5, PNEUMATIC LINE CONNECTION G 1/8", P/N.# B04420066NF FOR UL LISTED FIRE SUPPRESSION SYSTEM | NAFFCO | B04420066 | NOS | 3 | 80 | 23 | 0 | 69 | 0 | FALSE |  |  | 0 | NULL
4.16.1.6 | 10343512025 | DISCHARGE HOSE, DN16, WP 350 BAR, B/P 1400 BAR, 400MM LENGTH, INLET FEMALE THREAD TO W 21.8 X 1/14" TO DIN 477 & OUTLET FEMALE THREAD TO G 3/4", P/N.# B06920225-NF FOR NAFFCOINERT UL CLEAN AGENT FIRE SUPPRESSION SYSTEM | NAFFCO | B06920225-NF | NOS | 4 | 180 | 52 | 0 | 208 | 0 | FALSE |  |  | 0 | NULL
4.16.1.7 | 10343012208 | MANIFOLD CHECK VALVE, BRASS, MAX W/P 100 BAR, TP 150 BAR, HOSE CONNECTION THREAD G3/4", MANIFOLD CONNECTION THREAD R1" DN12, P/N.# B04600008-NF FOR UL LISTED FIRE SUPPRESSION SYSTEM | NAFFCO | B04600008 | NOS | 4 | 130 | 38 | 0 | 152 | 0 | FALSE |  |  | 0 | NULL
4.16.1.8 | 10343512032 | PILOT HOSE, SYNTHETIC RUBBER OIL RESISTANT W/STRAIGHT FITTINGS M12 X 1.5 FEMALE THREAD IN BOTH ENDS, 700MM LONG, W/P 400 BAR, B/P 1600 BAR, TEMP RANGE: -40 C. TO 100 C, P/N.# B06920212 FOR UL LISTED FIRE SUPPRESSION SYSTEM | NAFFCO | B06920212-NF | NOS | 1 | 70 | 21 | 0 | 21 | 0 | FALSE |  |  | 0 | NULL
4.16.1.9 | 10343512033 | PILOT HOSE, SYNTHETIC RUBBER OIL RESISTANT W/STRAIGHT FITTINGS M12 X 1.5 FEMALE THREAD IN BOTH ENDS, 500MM LONG, W/P 400 BAR, B/P 1600 BAR, TEMP RANGE: -40 C. TO 100 C, P/N.# B06920213 FOR UL LISTED FIRE SUPPRESSION SYSTEM | NAFFCO | B06920213-NF | NOS | 2 | 70 | 21 | 0 | 42 | 0 | FALSE |  |  | 0 | NULL
4.16.1.10 | 10349012606 | CONNECTING ADAPTOR, M12 X 1.5 MALE THREADED & G 1/8" MALE THREADED, P/N.# 029510006 FOR UL LISTED FIRE SUPPRESSION SYSTEM | NAFFCO | 029510006 | NOS | 6 | 20 | 6 | 0 | 36 | 0 | FALSE |  |  | 0 | NULL
4.16.1.11 | 10346012640 | BLEED VALVE, P/N.# 029730040-NF FOR UL LISTED FIRE SUPPRESSION SYSTEM | NAFFCO | 029730040 | NOS | 1 | 170 | 49 | 0 | 49 | 0 | FALSE |  |  | 0 | NULL
4.16.1.12 | 10344012324 | MANIFOLD FOR 4 CYLINDER NAFFCOINERT UL CLEAN AGENT FIRE SUPPRESSION SYSTEM, 360 DIA CYLINDER, P/N.# NFIG-360-SRM4 - NAFFCO | NAFFCO | NFIG-360-SRM4 | NOS | 1 | 880 | 252 | 0 | 252 | 0 | FALSE |  |  | 0 | NULL
4.16.1.13 |  | MANIFOLD END CAP WITH PORT | NAFFCO |  | NOS | 1 | 150 | 43 | 0 | 43 | 0 | FALSE |  |  | 0 | NULL
4.16.1.14 |  | MANIFOLD END CAP WITHOUT PORT | NAFFCO |  | NOS | 1 | 100 | 29 | 0 | 29 | 0 | FALSE |  |  | 0 | NULL
4.16.1.15 |  | RACK ASSEMBLY FOR 4 CYLINDERS, SINGLE ROW, FLOOR MOUNTING TYPE, CYLINDER DIA: 360MM, CAPACITY: 67L, 80L & 140L, PRESSURE RATING: 200 / 300BAR, MODEL: NFIG-RA02-004F FOR NAFFCOINERT UL CLEAN AGENT FIRE SUPPRESSION SYSTEM - NAFFCO | NAFFCO | NFIG-RA02-004F | NOS | 1 | 510 | 146 | 0 | 146 | 0
4.16.1.16 |  | DISCHARGE NOZZLE | NAFFCO | NAFFCO | NOS | 2 | 180 | 52 | 0 | 104 | 0 | FALSE |  |  | 0 | NULL
4.16.1.17 | 10341512137 | PRESSURE RELIEF DEVICE FOR MANIFOLD, P/N.# 029730037 FOR NAFFCOINERT UL CLEAN AGENT FIRE SUPPRESSION SYSTEM | NAFFCO | P/N #29730037 | NOS | 2 | 1900 | 544 | 0 | 1088 | 0 | FALSE |  |  | 0 | NULL
4.16.1.18 |  | CHECK VALVE IN CYLINDER MANIFOLD/MAIN RESERVE HEADER PIPE - 2" | NAFFCO | 501.110008BI | NOS | 2 | 727.3048 | 209 | 0 | 418 | 0 | FALSE |  |  | 0 | NULL
4.16.1.19 |  | WARNING SIGN | NAFFCO |  | SET | 1 | 300 | 86 | 0 | 86 | 0 | FALSE |  |  | 0 | NULL
4.16.2 |  | ELECTRICAL COMPONENTS |  |  |  | 0 | 0 | 0 | 0 | 0 | 0 | FALSE |  |  | 0 | NULL
4.16.2.1 |  | 2 LOOP ADDRESSABLE FIRE EXTINGUISHING PANEL, COMPLETE WITH: 2 SET X 18 AH 12 V DC NI-CD BATTERY | Cheetah Xi - FIKE / YUASA / DAHUA** | 10-068-R-1-L | SETS | 1 | 8500 | 2432 | 0 | 2432 | 0 | FALSE |  |  | 0 | NULL
4.16.2.2 |  | PHOTOELECTRIC SMOKE DETECTOR w/base | FIKE | 63-1058 & 63-1061 | NOS | 4 | 450 | 129 | 0 | 516 | 0 | FALSE |  |  | 0 | NULL
4.16.2.3 |  | HORN | e2S | A100DC024MA1A1R | NOS | 1 | 1050 | 301 | 0 | 301 | 0 | FALSE |  |  | 0 | NULL
4.16.2.4 |  | STROBE HORN | SHIELD | SH-HSIR | NOS | 1 | 150 | 43 | 0 | 43 | 0 | FALSE |  |  | 0 | NULL
4.16.2.5 |  | STROBE LIGHT WITH BACKBOX | SHIELD | S-C8057 | NOS | 1 | 88 | 26 | 0 | 26 | 0 | FALSE |  |  | 0 | NULL
4.16.2.6 |  | MAIN RESERVE SELECTOR SWITCH WITH BACKBOX 1 NO. X MAIN/RESERVE SELECTOR SWITCH 1 NO. X SUITABLE BASE PLATE TO MOUNT DPDT RELAYS AND TERMINALS 5 NO. X DPDT RELAY CONTACTS/SUITABLE RELAYS PLUG IN SOCKTES 20 NOS. X TERMINALS IN DIN RAIL 10 NOS. X M20 BRASS/PVC CABLE GLANDS SUITED FOR 2 CORE X 1.5 UNARMOURED CABLE 10 NOS. X PVC SHROUDS WITH EARTH TAG 10 NOS. X CABLE ENTRY FOR 2 CORE X 1.5 UNARMOURED CABLE 1 NO. X CUSTOM FABRICATED BOX OF SUITABLE SIZE ACCOMODATING THE ABOVE ITEMS | FIKE | 10-2967 | SETS | 1 | 345 | 99 | 0 | 99 | 0 | FALSE |  |  | 0 | NULL
4.16.2.7 |  | ABORT SWITCHES WITH BACKBOX | FIKE | 10-1639 | NOS | 1 | 360 | 103 | 0 | 103 | 0 | FALSE |  |  | 0 | NULL
4.16.2.8 |  | MANUAL RELEASE SWITCH WITH BACKBOX | FIKE | 10‐2963 | NOS | 1 | 435 | 125 | 0 | 125 | 0 | FALSE |  |  | 0 | NULL
4.16.2.9 |  | STI WEATHERPROOF COVER FOR SWITCHES (IP54) | STI STOPPER | STI 3150 | NOS | 1 | 352 | 101 | 0 | 101 | 0 | FALSE |  |  | 0 | NULL
4.16.2.10 |  | RELEASE CONTROL MODULE W/ ISOLATOR BASE | FIKE | 55 -053 | NOS | 1 | 1140 | 327 | 0 | 327 | 0 | FALSE |  |  | 0 | NULL
4.16.2.11 |  | MINI MONITOR MODULE W/ ISOLATOR BASE | FIKE | 55 -050 | NOS | 2 | 340 | 98 | 0 | 196 | 0 | FALSE |  |  | 0 | NULL
4.16.2.12 |  | MONITOR MODULE W/ ISOLATOR | FIKE | 55 -046 | NOS | 6 | 380 | 109 | 0 | 654 | 0 | FALSE |  |  | 0 | NULL
4.16.2.13 |  | CONTROL MODULE W/ ISOLATOR | FIKE | 55 -047 | NOS | 4 | 435 | 125 | 0 | 500 | 0 | FALSE |  |  | 0 | NULL
4.16.2.14 |  | RELAY MODULE WITH ISOLATOR | FIKE | 55-048 | NOS | 1 | 388.8144 | 112 | 0 | 112 | 0 | FALSE |  |  | 0 | NULL
4.16.2.15 |  | POWER SUPPLY UNIT, 24V DC ,10 Amps, W / battery | FIKE | 10-2829-1-0-01-0-1-01 | NOS | 1 | 1676 | 480 | 0 | 480 | 0 | FALSE |  |  | 0 | NULL
4.16.2.16 |  | WEATHER PROOF STATUS INDICATOR WITH KEY SWITCH | FIKE | 02-13946 | NOS | 1 | 4531.345 | 1297 | 0 | 1297 | 0 | FALSE |  |  | 0 | NULL
4.16.2.17 |  | ILLUMINATED WARNING SIGN "DONT ENTER GAS DISCHARGED" - WEATHER PROOF | SHIELD/AMPAC | SK27202/ Enclsoure: 4210-0120 & Fascia Plate: 4210-013 | NOS | 1 | 2750 | 787 | 0 | 787 | 0 | FALSE |  |  | 0 | NULL
4.16.3 |  | MECHANICAL COMPONENTS (RESERVE) |  |  |  | 0 | 0 | 0 | 0 | 0 | 0 | FALSE |  |  | 0 | NULL
4.16.3.1 |  | 140 LITER, 300 BAR INERT GAS CYLINDER - MODEL: NF IG541-300-140 - NAFFCO COMPLETE WITH: '- 140 LITER 356 MM DIA. CYLINDER FILLED WITH IG-541 AGENT - DISCHARGE HEAD VALVE WITH PRESSURE GAUGE, PRESSURE SWITH FOR 300 BAR - SAFETY/PROTECTION CAP, - CYLINDER ID LABEL FOR 300 BAR, IG-541 GAS, 140 LTR. - CONSTANT PRESSURE REGULATOR FOR 300 BAR, MODEL B08400003-NF, - GASKET, MODEL 024100104-NF | NAFFCO | NF IG541-300-140 | SETS | 4 | 5820 | 1666 | 0 | 6664 | 0 | FALSE |  |  | 0 | NULL
4.16.3.2 | 10341512133 | ELECTRO MAGNETIC DEVICE WITH DIODE, INLET THREADED TO M42 X 1.5, 24V DC, 0.5 A, IP 65 RATED, P/N.# B04425146 FOR UL LISTED FIRE SUPPRESSION SYSTEM (REFER ITEM.# 10341512136) | NAFFCO | B04425148 | NOS | 1 | 790 | 227 | 0 | 227 | 0 | FALSE |  |  | 0 | NULL
4.16.3.3 | 10341512520 | MONITORING SWITCH FOR ELECTROMAGNETIC DEVICE FOR UL LISTED NAFFCOINERT SYSTEM, PART NO: 029905200-NF - NAFFCO | NAFFCO | 029905200-NF | NOS | 1 | 350 | 101 | 0 | 101 | 0 | FALSE |  |  | 0 | NULL
4.16.3.4 | 10341512120 | MANUAL / PNEUMATIC RELEASE DEVICE, WP 300 BAR, INLET THREADED TO M42 X 1.5, PNEUMATIC LINE CONNECTION G 1/8", P/N.# B04420065-NF FOR UL LISTED FIRE SUPPRESSION SYSTEM | NAFFCO | B04420065 | NOS | 1 | 120 | 35 | 0 | 35 | 0 | FALSE |  |  | 0 | NULL
4.16.3.5 | 10341512122 | PNEUMATIC RELEASE DEVICE, WP 300 BAR, INLET THREADED TO M42 X 1.5, PNEUMATIC LINE CONNECTION G 1/8", P/N.# B04420066NF FOR UL LISTED FIRE SUPPRESSION SYSTEM | NAFFCO | B04420066 | NOS | 3 | 80 | 23 | 0 | 69 | 0 | FALSE |  |  | 0 | NULL
4.16.3.6 | 10343512025 | DISCHARGE HOSE, DN16, WP 350 BAR, B/P 1400 BAR, 400MM LENGTH, INLET FEMALE THREAD TO W 21.8 X 1/14" TO DIN 477 & OUTLET FEMALE THREAD TO G 3/4", P/N.# B06920225-NF FOR NAFFCOINERT UL CLEAN AGENT FIRE SUPPRESSION SYSTEM | NAFFCO | B06920225-NF | NOS | 4 | 180 | 52 | 0 | 208 | 0 | FALSE |  |  | 0 | NULL
4.16.3.7 | 10343012208 | MANIFOLD CHECK VALVE, BRASS, MAX W/P 100 BAR, TP 150 BAR, HOSE CONNECTION THREAD G3/4", MANIFOLD CONNECTION THREAD R1" DN12, P/N.# B04600008-NF FOR UL LISTED FIRE SUPPRESSION SYSTEM | NAFFCO | B04600008 | NOS | 4 | 130 | 38 | 0 | 152 | 0 | FALSE |  |  | 0 | NULL
4.16.3.8 | 10343512032 | PILOT HOSE, SYNTHETIC RUBBER OIL RESISTANT W/STRAIGHT FITTINGS M12 X 1.5 FEMALE THREAD IN BOTH ENDS, 700MM LONG, W/P 400 BAR, B/P 1600 BAR, TEMP RANGE: -40 C. TO 100 C, P/N.# B06920212 FOR UL LISTED FIRE SUPPRESSION SYSTEM | NAFFCO | B06920212-NF | NOS | 1 | 70 | 21 | 0 | 21 | 0 | FALSE |  |  | 0 | NULL
4.16.3.9 | 10343512033 | PILOT HOSE, SYNTHETIC RUBBER OIL RESISTANT W/STRAIGHT FITTINGS M12 X 1.5 FEMALE THREAD IN BOTH ENDS, 500MM LONG, W/P 400 BAR, B/P 1600 BAR, TEMP RANGE: -40 C. TO 100 C, P/N.# B06920213 FOR UL LISTED FIRE SUPPRESSION SYSTEM | NAFFCO | B06920213-NF | NOS | 2 | 70 | 21 | 0 | 42 | 0 | FALSE |  |  | 0 | NULL
4.16.3.10 | 10349012606 | CONNECTING ADAPTOR, M12 X 1.5 MALE THREADED & G 1/8" MALE THREADED, P/N.# 029510006 FOR UL LISTED FIRE SUPPRESSION SYSTEM | NAFFCO | 029510006 | NOS | 6 | 20 | 6 | 0 | 36 | 0 | FALSE |  |  | 0 | NULL
4.16.3.11 | 10346012640 | BLEED VALVE, P/N.# 029730040-NF FOR UL LISTED FIRE SUPPRESSION SYSTEM | NAFFCO | 029730040 | NOS | 1 | 170 | 49 | 0 | 49 | 0 | FALSE |  |  | 0 | NULL
4.16.3.12 | 10344012324 | MANIFOLD FOR 4 CYLINDER NAFFCOINERT UL CLEAN AGENT FIRE SUPPRESSION SYSTEM, 360 DIA CYLINDER, P/N.# NFIG-360-SRM4 - NAFFCO | NAFFCO | NFIG-360-SRM4 | NOS | 1 | 880 | 252 | 0 | 252 | 0 | FALSE |  |  | 0 | NULL
4.16.3.13 |  | MANIFOLD END CAP WITH PORT | NAFFCO |  | NOS | 1 | 150 | 43 | 0 | 43 | 0 | FALSE |  |  | 0 | NULL
4.16.3.14 |  | MANIFOLD END CAP WITHOUT PORT | NAFFCO |  | NOS | 1 | 100 | 29 | 0 | 29 | 0 | FALSE |  |  | 0 | NULL
4.16.3.15 | 10344212374 | RACK ASSEMBLY FOR 4 CYLINDERS, DOUBLE ROW, FLOOR MOUNTING TYPE, CYLINDER DIA: 360MM, CAPACITY: 67L, 80L & 140L, PRESSURE RATING: 200 / 300BAR, MODEL: NFIG-RA02-020F FOR NAFFCOINERT UL CLEAN AGENT FIRE SUPPRESSION SYSTEM - NAFFCO | NAFFCO | NFIG-RA02-020F | NOS | 1 | 540 | 155 | 0 | 155 | 0
4.16.3.16 |  | PRESSURE RELIEF VENT (OPTIONAL) |  |  |  | 0 | 0 | 0 | 0 | 0 | 0 | FALSE |  |  | 0 | NULL
4.16.3.17 | 15466240162 | PRESSURE RELIEF DAMPER, SIZE: 620 X 620 X 120MM, MODEL: SHXUN500 - AFP | AFP | SHXUN500 | NOS | 1 | 3329.1499 | 953 | 0 | 953 | 0 | FALSE |  |  | 0 | NULL
4314860